## STOCK INVENTORY MATERIAL
STOCK INVENTORY MATERIAL BID SHEET
AMERICAN WIRE GROUP 10/9/20
Description | Stock Number | NEW MANUFACTURER AND PART NUMBER FOR YOUR CONSIDERATION | MANUFACTURER | Manufacturer Part Number | AWG PART# | 60 Day Restoration | AWG UNIT PRICE FOB MIAMI | AWG EXTENDED PRICE FOB MIAMI | UNIT PRICE DELIVERED TO STX,STT,STJ | EXTENDED PRICE DELIVERED TO STX,STT,STJ | Delivery/Current Availability to ship | ESTIMATED PROJECTION YEAR 2 UNIT PRICE DELIVERED TO FLORIDA | ESTIMATED PROJECTION YEAR 2 EXTENDED PRICE DELIVERED TO FLORIDA | ESTIMATED PROJECTION YEAR 3 UNIT PRICE DELIVERED TO STX,STT,STJ | ESTIMATED PROJECTION YEAR 2 EXTENDED PRICE DELIVERED TO STX,STT,STJ
LINE FUSE
3 AMP FUSE LINK (FAST) | 283-260-00003 |  | HUBBELL | M3K23 | FL-K-3 | 2000 | 5.1667 | 10333.3333 | 6.4583 | 12916.6667 | stock-6 weeks | 5.4386 | 10877.193 | 5.7248 | 11449.6768
3 AMP FUSE LINK (FAST) | 283-260-00003 |  | INDEL BARU | FL-K-3 | FL-K-3 | 2000 | 2.9333 | 5866.6667 | 3.6667 | 7333.3333 | stock-6 weeks | 3.0877 | 6175.4386 | 3.2502 | 6500.4617
3 AMP FUSE LINK (FAST) | 283-260-00003 |  | COOPER | FL11K3 | FL-K-3 | 2000 | 5.7167 | 11433.3333 | 7.1458 | 14291.6667 | stock-6 weeks | 6.0175 | 12035.0877 | 6.3343 | 12668.5134
6 AMP FUSE LINK (FAST) | 283-260-00006 |  | HUBBELL | M6T23 | FL-T-6 | 2000 | 5.4 | 10800 | 6.75 | 13500 | stock-6 weeks | 5.6842 | 11368.4211 | 5.9834 | 11966.759
6 AMP FUSE LINK (FAST) | 283-260-00006 |  | INDEL BARU | FL-T-6 | FL-T-6 | 2000 | 2.9333 | 5866.6667 | 3.6667 | 7333.3333 | stock-6 weeks | 3.0877 | 6175.4386 | 3.2502 | 6500.4617
6 AMP FUSE LINK (FAST) | 283-260-00006 |  | COOPER | FL11K6 | FL-T-6 | 2000 | 5.7167 | 11433.3333 | 7.1458 | 14291.6667 | stock-6 weeks | 6.0175 | 12035.0877 | 6.3343 | 12668.5134
0.7 AMP FUSE LINK (FAST) | 283-260-00007 |  | HUBBELL | M0D7SF23 | SLO-FL-.7AMP | 1000 | 11.55 | 11550 | 14.4375 | 14437.5 | Stock - 4 weeks | 12.1579 | 12157.8947 | 12.7978 | 12797.7839
0.7 AMP FUSE LINK (FAST) | 283-260-00007 | NEW | COOPER | 07SQ-60 | SLO-FL-.7AMP |  | 6.55 | 0 | 8.1875 | 0 | STOCK -18 WEEKS | 6.8947 | 0 | 7.2576 | 0
8 AMP FUSE LINK (FAST) | 283-260-00008 |  | HUBBELL | M8T23 | FL-T-8 | 2000 | 5.4 | 10800 | 6.75 | 13500 | stock-6 weeks | 5.6842 | 11368.4211 | 5.9834 | 11966.759
8 AMP FUSE LINK (FAST) | 283-260-00008 |  | INDEL BARU | EFKCCIR | FL-T-8 | 2000 | 2.9333 | 5866.6667 | 3.6667 | 7333.3333 | stock-6 weeks | 3.0877 | 6175.4386 | 3.2502 | 6500.4617
8 AMP FUSE LINK (FAST) | 283-260-00008 |  | COOPER | FL11K8 | FL-T-8 | 2000 | 5.7167 | 11433.3333 | 7.1458 | 14291.6667 | stock-6 weeks | 6.0175 | 12035.0877 | 6.3343 | 12668.5134
8 AMP FUSE LINK (FAST) | 283-260-00008 | NEW | GRID POWER | UP-FL3K8 | FL-T-8 | 2000 | 2.05 | 4100 | 2.5625 | 5125 | STOCK - 8 WEEKS | 2.1579 | 4315.7895 | 2.2715 | 4542.9363
10 AMP FUSE LINK (FAST) | 283-260-00010 |  | HUBBELL | M10K23 | FL-K-10 | 2000 | 4.9667 | 9933.3333 | 6.2083 | 12416.6667 | stock-6 weeks | 5.2281 | 10456.1404 | 5.5032 | 11006.4635
10 AMP FUSE LINK (FAST) | 283-260-00010 |  | INDEL BARU | FL-K-10 | FL-K-10 | 2000 | 2.9333 | 5866.6667 | 3.6667 | 7333.3333 | stock-6 weeks | 3.0877 | 6175.4386 | 3.2502 | 6500.4617
10 AMP FUSE LINK (FAST) | 283-260-00010 |  | COOPER | FL11K10 | FL-K-10 | 2000 | 6.0833 | 12166.6667 | 7.6042 | 15208.3333 | stock-6 weeks | 6.4035 | 12807.0175 | 6.7405 | 13481.0711
10 AMP FUSE LINK (FAST) | 283-260-00010 | NEW | GRID POWER | UP-FL3K-10 | FL-K-10 | 2000 | 2.1667 | 4333.3333 | 2.7083 | 5416.6667 | STOCK - 8 WEEKS | 2.2807 | 4561.4035 | 2.4007 | 4801.4774
12 AMP FUSE LINK (FAST) | 283-260-00012 |  | HUBBELL | M12K23 | FL-K-12 | 2000 | 4.9667 | 9933.3333 | 6.2083 | 12416.6667 | stock-6 weeks | 5.2281 | 10456.1404 | 5.5032 | 11006.4635
12 AMP FUSE LINK (FAST) | 283-260-00012 |  | INDEL BARU | FL-K-12 | FL-K-12 | 2000 | 2.9333 | 5866.6667 | 3.6667 | 7333.3333 | stock-6 weeks | 3.0877 | 6175.4386 | 3.2502 | 6500.4617
12 AMP FUSE LINK (FAST) | 283-260-00012 |  | COOPER | FL11K12 | FL-K-12 | 2000 | 6.0833 | 12166.6667 | 7.6042 | 15208.3333 | stock-6 weeks | 6.4035 | 12807.0175 | 6.7405 | 13481.0711
12 AMP FUSE LINK (FAST) | 283-260-00012 | NEW | GRID POWER | UP-FL3K-12 | FL-K-12 | 2000 | 2.2167 | 4433.3333 | 2.7708 | 5541.6667 | STOCK - 8 WEEKS | 2.3333 | 4666.6667 | 2.4561 | 4912.2807
15 AMP FUSE LINK (FAST) | 283-260-00015 |  | INDEL BARU | FL-K-15 | FL-K-15 | 2000 | 2.9333 | 5866.6667 | 3.6667 | 7333.3333 | stock-6 weeks | 3.0877 | 6175.4386 | 3.2502 | 6500.4617
15 AMP FUSE LINK (FAST) | 283-260-00015 |  | COOPER | FL11K15 | FL-K-15 | 2000 | 6.0833 | 12166.6667 | 7.6042 | 15208.3333 | stock-6 weeks | 6.4035 | 12807.0175 | 6.7405 | 13481.0711
15 AMP FUSE LINK (FAST) | 283-260-00015 | NEW | GRID POWER | UP-FL3K15 | FL-K-15 | 2000 | 2.25 | 4500 | 2.8125 | 5625 | STOCK - 8 WEEKS | 2.3684 | 4736.8421 | 2.4931 | 4986.1496
20 AMP FUSE LINK (FAST) | 283-260-00020 |  | HUBBELL | M20K23 | FL-K-20 | 2000 | 4.9667 | 9933.3333 | 6.2083 | 12416.6667 | stock-6 weeks | 5.2281 | 10456.1404 | 5.5032 | 11006.4635
20 AMP FUSE LINK (FAST) | 283-260-00020 |  | INDEL BARU | FL-K-20 | FL-K-20 | 2000 | 2.9333 | 5866.6667 | 3.6667 | 7333.3333 | stock-6 weeks | 3.0877 | 6175.4386 | 3.2502 | 6500.4617
20 AMP FUSE LINK (FAST) | 283-260-00020 |  | COOPER | FL11K20 | FL-K-20 | 2000 | 6.0833 | 12166.6667 | 7.6042 | 15208.3333 | stock-6 weeks | 6.4035 | 12807.0175 | 6.7405 | 13481.0711
20 AMP FUSE LINK (FAST) | 283-260-00020 | NEW | GRID POWER | UP-FL3K-20 | FL-K-20 | 2000 | 2.4 | 4800 | 3 | 6000 | STOCK - 8 WEEKS | 2.5263 | 5052.6316 | 2.6593 | 5318.5596
25 AMP FUSE LINK (FAST) | 283-260-00025 |  | HUBBELL | M25K23 | FL-K-25 | 2000 | 4.9667 | 9933.3333 | 6.2083 | 12416.6667 | stock-6 weeks | 5.2281 | 10456.1404 | 5.5032 | 11006.4635
25 AMP FUSE LINK (FAST) | 283-260-00025 |  | INDEL BARU | FL-K-25 | FL-K-25 | 2000 | 3.0167 | 6033.3333 | 3.7708 | 7541.6667 | stock-6 weeks | 3.1754 | 6350.8772 | 3.3426 | 6685.1339
25 AMP FUSE LINK (FAST) | 283-260-00025 |  | COOPER | FL11K25 | FL-K-25 | 2000 | 6.0833 | 12166.6667 | 7.6042 | 15208.3333 | stock-6 weeks | 6.4035 | 12807.0175 | 6.7405 | 13481.0711
25 AMP FUSE LINK (FAST) | 283-260-00025 | NEW | GRID POWER | UP-FL3K-25 | FL-K-25 | 2000 | 3.1 | 6200 | 3.875 | 7750 | STOCK - 8 WEEKS | 3.2632 | 6526.3158 | 3.4349 | 6869.8061
30 AMP FUSE LINK (FAST) | 283-260-00030 |  | HUBBELL | M30K23 | FL-K-30 | 2002 | 5.5 | 11011 | 6.875 | 13763.75 | stock-6 weeks | 5.7895 | 11590.5263 | 6.0942 | 12200.554
30 AMP FUSE LINK (FAST) | 283-260-00030 |  | INDEL BARU | FL-K-30 | FL-K-30 | 2000 | 3.0167 | 6033.3333 | 3.7708 | 7541.6667 | stock-6 weeks | 3.1754 | 6350.8772 | 3.3426 | 6685.1339
30 AMP FUSE LINK (FAST) | 283-260-00030 |  | COOPER | FL11K30 | FL-K-30 | 2000 | 7.5 | 15000 | 9.375 | 18750 | stock-6 weeks | 7.8947 | 15789.4737 | 8.3102 | 16620.4986
30 AMP FUSE LINK (FAST) | 283-260-00030 | NEW | GRID POWER | UP-FL3K-30 | FL-K-30 | 2000 | 3.15 | 6300 | 3.9375 | 7875 | STOCK - 8 WEEKS | 3.3158 | 6631.5789 | 3.4903 | 6980.6094
40 AMP FUSE LINK (FAST) | 283-260-00040 |  | HUBBELL | M40K23 | FL-K-40 | 2000 | 5.4 | 10800 | 6.75 | 13500 | stock-6 weeks | 5.6842 | 11368.4211 | 5.9834 | 11966.759
40 AMP FUSE LINK (FAST) | 283-260-00040 |  | INDEL BARU | FL-K-40 | FL-K-40 | 2000 | 3.2 | 6400 | 4 | 8000 | stock-6 weeks | 3.3684 | 6736.8421 | 3.5457 | 7091.4127
40 AMP FUSE LINK (FAST) | 283-260-00040 |  | COOPER | FL11K40 | FL-K-40 | 2000 | 7.3667 | 14733.3333 | 9.2083 | 18416.6667 | stock-6 weeks | 7.7544 | 15508.7719 | 8.1625 | 16325.0231
40 AMP FUSE LINK (FAST) | 283-260-00040 | NEW | GRID POWER | UP-FL3K-40 | FL-K-40 | 2000 | 3.35 | 6700 | 4.1875 | 8375 | STOCK - 8 WEEKS | 3.5263 | 7052.6316 | 3.7119 | 7423.8227
50 AMP FUSE LINK (FAST) | 283-260-00050 |  | HUBBELL | M50K23 | FL-K-50 | 2000 | 5.4 | 10800 | 6.75 | 13500 | stock-6 weeks | 5.6842 | 11368.4211 | 5.9834 | 11966.759
50 AMP FUSE LINK (FAST) | 283-260-00050 |  | INDEL BARU | FL-K-50 | FL-K-50 | 2000 | 3.5 | 7000 | 4.375 | 8750 | stock-6 weeks | 3.6842 | 7368.4211 | 3.8781 | 7756.2327
50 AMP FUSE LINK (FAST) | 283-260-00050 |  | COOPER | FL11K50 | FL-K-50 | 2000 | 8.0667 | 16133.3333 | 10.0833 | 20166.6667 | stock-6 weeks | 8.4912 | 16982.4561 | 8.9381 | 17876.2696
50 AMP FUSE LINK (FAST) | 283-260-00050 | NEW | GRID POWER | UP-FL3K-50 | FL-K-50 | 2000 | 4.2833 | 8566.6667 | 5.3542 | 10708.3333 | STOCK - 8 WEEKS | 4.5088 | 9017.5439 | 4.7461 | 9492.1514
65 AMP FUSE LINK (FAST) | 283-260-00065 |  | HUBBELL | M65KA | FL-K-65 | 2000 | 9.0333 | 18066.6667 | 11.2917 | 22583.3333 | stock-6 weeks | 9.5088 | 19017.5439 | 10.0092 | 20018.4672
65 AMP FUSE LINK (FAST) | 283-260-00065 |  | INDEL BARU | FL-K-65 | FL-K-65 | 2000 | 6.1167 | 12233.3333 | 7.6458 | 15291.6667 | stock-6 weeks | 6.4386 | 12877.193 | 6.7775 | 13554.94
65 AMP FUSE LINK (FAST) | 283-260-00065 |  | COOPER | FL11K65 | FL-K-65 | 2000 | 12.8667 | 25733.3333 | 16.0833 | 32166.6667 | stock-6 weeks | 13.5439 | 27087.7193 | 14.2567 | 28513.3887
65 AMP FUSE LINK (FAST) | 283-260-00065 | NEW | GRID POWER | UP-FL3K-65 | FL-K-65 | 2000 | 5.7833 | 11566.6667 | 7.2292 | 14458.3333 | STOCK - 8 WEEKS | 6.0877 | 12175.4386 | 6.4081 | 12816.2512
1.0 AMP FUSE LINK (FAST) | 283-260-00100 |  | HUBBELL | M1D0SF23 | SLO-FL-1.0AMP | 1000 | 11.55 | 11550 | 14.4375 | 14437.5 | Stock - 4 weeks | 12.1579 | 12157.8947 | 12.7978 | 12797.7839
1.0 AMP FUSE LINK (FAST) | 283-260-00100 |  | COOPER | 10SQ-60 | SLO-FL-1.0AMP |  | 6.55 | 0 | 8.1875 | 0 | STOCK -18 WEEKS | 6.8947 | 0 | 7.2576 | 0
1.4 AMP FUSE LINK (FAST) | 283-260-00104 |  | HUBBELL | M1D4SF23 | SLO-FL-1.4AMP | 1000 | 11.55 | 11550 | 14.4375 | 14437.5 | Stock - 4 weeks | 12.1579 | 12157.8947 | 12.7978 | 12797.7839
1.4 AMP FUSE LINK (FAST) | 283-260-00104 |  | COOPER | 14SQ-60 | SLO-FL-1.4AMP |  | 6.55 | 0 | 8.1875 | 0 | STOCK -18 WEEKS | 6.8947 | 0 | 7.2576 | 0
1.6 AMP FUSE LINK (FAST) | 283-260-00106 |  | HUBBELL | M1D6SF23 | SLO-FL-1.6AMP | 1000 | 11.6667 | 11666.6667 | 14.5833 | 14583.3333 | Stock - 4 weeks | 12.2807 | 12280.7018 | 12.9271 | 12927.0545
1.6 AMP FUSE LINK (FAST) | 283-260-00106 |  | COOPER | 16SQ-60 | SLO-FL-1.6AMP |  | 6.55 | 0 | 8.1875 | 0 | STOCK -18 WEEKS | 6.8947 | 0 | 7.2576 | 0
2.1 AMP FUSE LINK (FAST) | 283-260-00201 |  | HUBBELL | M2D1SF23 | SLO-FL-2.1AMP | 1000 | 11.55 | 11550 | 14.4375 | 14437.5 | Stock - 4 weeks | 12.1579 | 12157.8947 | 12.7978 | 12797.7839
2.1 AMP FUSE LINK (FAST) | 283-260-00201 |  | COOPER | 21SQ-60 | SLO-FL-2.1AMP |  | 6.55 |  | 8.1875 | 0 | STOCK -18 WEEKS | 6.8947 | 0 | 7.2576 | 0
3.5 AMP FUSE LINK (FAST) | 283-260-00305 |  | HUBBELL | M3D1SF23 | SLO-FL-3.5AMP | 1000 | 11.5833 | 11583.3333 | 14.4792 | 14479.1667 | Stock - 4 weeks | 12.193 | 12192.9825 | 12.8347 | 12834.7184
3.5 AMP FUSE LINK (FAST) | 283-260-00305 |  | COOPER | 35SQ-60 | SLO-FL-3.5AMP |  | 6.55 |  | 8.1875 | 0 | STOCK -18 WEEKS | 6.8947 | 0 | 7.2576 | 0
5.2 AMP FUSE LINK (FAST) | 283-260-00502 |  | HUBBELL | M5D2SF23 | SLO-FL-5.2AMP | 1000 | 13.0333 | 13033.3333 | 16.2917 | 16291.6667 | Stock - 4 weeks | 13.7193 | 13719.2982 | 14.4414 | 14441.3666
5.2 AMP FUSE LINK (FAST) | 283-260-00502 |  | COOPER | 52SQ-60 | SLO-FL-5.2AMP |  | 6.55 |  | 8.1875 | 0 | STOCK -18 WEEKS | 6.8947 | 0 | 7.2576 | 0
7.8 AMP FUSE LINK (FAST) | 283-260-00708 |  | HUBBELL | M7D8SF23 | SLO-FL-7.8AMP | 1000 | 13.7167 | 13716.6667 | 17.1458 | 17145.8333 | Stock - 4 weeks | 14.4386 | 14438.5965 | 15.1985 | 15198.5226
7.8 AMP FUSE LINK (FAST) | 283-260-00708 |  | COOPER | 78SQ-60 | SLO-FL-7.8AMP |  | 6.55 |  | 8.1875 | 0 | STOCK -18 WEEKS | 6.8947 | 0 | 7.2576 | 0
10.4 AMP FUSE LINK (FAST) | 283-260-01004 |  | HUBBELL | M10D4SF | SLO-FL-10.4AMP | 1000 | 14.2167 | 14216.6667 | 17.7708 | 17770.8333 | Stock - 4 weeks | 14.9649 | 14964.9123 | 15.7525 | 15752.5392
10.4 AMP FUSE LINK (FAST) | 283-260-01004 |  | COOPER | 104SQ-60 | SLO-FL-10.4AMP |  | 6.55 |  | 8.1875 | 0 | STOCK -18 WEEKS | 6.8947 | 0 | 7.2576 | 0
2-2 INSULINK | 283-170-90202 |  | THOMAS & BETTS | ICS73-1 | INS-2-2 | 5000 | 0.68333 | 3416.6667 | 0.85417 | 4270.8333 | STOCK -7 WEEKS | 0.7193 | 3596.4912 | 0.75716 | 3785.7802
2-2 INSULINK | 283-170-90202 |  | BURNDY | ES2R2R | INS-2-2 | 5000 | 0.68333 | 3416.6667 | 0.85417 | 4270.8333 | STOCK -4 WEEKS | 0.7193 | 3596.4912 | 0.75716 | 3785.7802
2-4 INSULINK | 283-170-90204 |  | THOMAS & BETTS | ICS72-1 | INS-2-4 | 5000 | 0.68333 | 3416.6667 | 0.85417 | 4270.8333 | STOCK -7 WEEKS | 0.7193 | 3596.4912 | 0.75716 | 3785.7802
2-4 INSULINK | 283-170-90204 |  | BURNDY | ES2R2W | INS-2-4 | 5000 | 0.68333 | 3416.6667 | 0.85417 | 4270.8333 | STOCK -4 WEEKS | 0.7193 | 3596.4912 | 0.75716 | 3785.7802
4-4 INSULINK | 283-170-90404 |  | THOMAS & BETTS | ICS68-1 | INS-4-4 | 5000 | 0.7 | 3500 | 0.875 | 4375 | STOCK -7 WEEKS | 0.73684 | 3684.2105 | 0.77562 | 3878.1163
4-4 INSULINK | 283-170-90404 |  | BURNDY | ES2W2W | INS-4-4 | 5000 | 0.75 | 3750 | 0.9375 | 4687.5 | STOCK -4 WEEKS | 0.78947 | 3947.3684 | 0.83102 | 4155.1247
1/0-2 INSULINK | 283-170-91002 |  | THOMAS & BETTS | ICS77-1 | INS-1/0-2 | 5000 | 0.7 | 3500 | 0.875 | 4375 | STOCK -7 WEEKS | 0.73684 | 3684.2105 | 0.77562 | 3878.1163
1/0-2 INSULINK | 283-170-91002 |  | BURNDY | ES25R2R | INS-1/0-2 | 5000 | 0.73333 | 3666.6667 | 0.91667 | 4583.3333 | STOCK -4 WEEKS | 0.77193 | 3859.6491 | 0.81256 | 4062.7886
1/0 - 4 INSULINK | 283-170-91004 |  | THOMAS & BETTS | ICS76-1 | INS-1/0-4 | 5000 | 0.73333 | 3666.6667 | 0.91667 | 4583.3333 | STOCK -7 WEEKS | 0.77193 | 3859.6491 | 0.81256 | 4062.7886
1/0 - 4 INSULINK | 283-170-91004 |  | BURNDY | ES25R2W | INS-1/0-4 | 5000 | 0.75 | 3750 | 0.9375 | 4687.5 | STOCK -4 WEEKS | 0.78947 | 3947.3684 | 0.83102 | 4155.1247
1/0 - 1/0 INSULINK | 283-170-91010 |  | THOMAS & BETTS | ICS78-1 | INS-1/0-1/0 | 5000 | 0.7 | 3500 | 0.875 | 4375 | STOCK -7 WEEKS | 0.73684 | 3684.2105 | 0.77562 | 3878.1163
1/0 - 1/0 INSULINK | 283-170-91010 |  | BURNDY | ES25R25R | INS-1/0-1/0 | 5000 | 0.75 | 3750 | 0.9375 | 4687.5 | STOCK -4 WEEKS | 0.78947 | 3947.3684 | 0.83102 | 4155.1247
LINKIT
2-2 LINKIT | 283-170-50202 |  | THOMAS & BETTS | CS73 | LIN-2-2 | 2500 | 0.55 | 1375 | 0.6875 | 1718.75 | STOCK -7 WEEKS | 0.57895 | 1447.3684 | 0.60942 | 1523.5457
2-2 LINKIT | 283-170-50202 |  | BURNDY | YSU2R2R | LIN-2-2 | 2500 | 0.65 | 1625 | 0.8125 | 2031.25 | STOCK -4 WEEKS | 0.68421 | 1710.5263 | 0.72022 | 1800.554
2-4 LINKIT | 283-170-50204 |  | THOMAS & BETTS | CS72 | LIN-2-4 | 2500 | 0.55 | 1375 | 0.6875 | 1718.75 | STOCK -7 WEEKS | 0.57895 | 1447.3684 | 0.60942 | 1523.5457
2-4 LINKIT | 283-170-50204 |  | BURNDY | YSU2R2W | LIN-2-4 | 2500 | 0.65 | 1625 | 0.8125 | 2031.25 | STOCK -4 WEEKS | 0.68421 | 1710.5263 | 0.72022 | 1800.554
2-6 LINKIT | 283-170-50206 |  | THOMAS & BETTS | CS71 | LIN-2-6 | 2500 | 0.55 | 1375 | 0.6875 | 1718.75 | STOCK -7 WEEKS | 0.57895 | 1447.3684 | 0.60942 | 1523.5457
2-6 LINKIT | 283-170-50206 |  | BURNDY | YSU2R4W | LIN-2-6 | 2500 | 0.63333 | 1583.3333 | 0.79167 | 1979.1667 | STOCK -4 WEEKS | 0.66667 | 1666.6667 | 0.70175 | 1754.386
4-4 LINKIT | 283-170-50404 |  | THOMAS & BETTS | CS68 | LIN4-4 | 2500 | 0.55 | 1375 | 0.6875 | 1718.75 | STOCK -7 WEEKS | 0.57895 | 1447.3684 | 0.60942 | 1523.5457
4-4 LINKIT | 283-170-50404 |  | BURNDY | YSU2W2W | LIN4-4 | 2500 | 0.61667 | 1541.6667 | 0.77083 | 1927.0833 | STOCK -4 WEEKS | 0.64912 | 1622.807 | 0.68329 | 1708.2179
4-6 LINKIT | 283-170-50406 |  | THOMAS & BETTS | CS67 | LIN-4-6 | 2500 | 0.55 | 1375 | 0.6875 | 1718.75 | STOCK -7 WEEKS | 0.57895 | 1447.3684 | 0.60942 | 1523.5457
4-6 LINKIT | 283-170-50406 |  | BURNDY | YSU2W4W | LIN-4-6 | 2500 | 0.61667 | 1541.6667 | 0.77083 | 1927.0833 | STOCK -4 WEEKS | 0.64912 | 1622.807 | 0.68329 | 1708.2179
1/0-2 LINKIT | 283-170-51002 |  | THOMAS & BETTS | CS77 | LIN1/0-2 | 2500 | 0.55 | 1375 | 0.6875 | 1718.75 | STOCK -7 WEEKS | 0.57895 | 1447.3684 | 0.60942 | 1523.5457
1/0-2 LINKIT | 283-170-51002 |  | BURNDY | YSU25R2R | LIN1/0-2 | 2500 | 0.63333 | 1583.3333 | 0.79167 | 1979.1667 | STOCK -4 WEEKS | 0.66667 | 1666.6667 | 0.70175 | 1754.386
1/0-4 LINKIT | 283-170-51004 |  | THOMAS & BETTS | CS76 | LIN-1/0-4 | 2500 | 0.58333 | 1458.3333 | 0.72917 | 1822.9167 | STOCK -7 WEEKS | 0.61404 | 1535.0877 | 0.64635 | 1615.8818
1/0-4 LINKIT | 283-170-51004 |  | BURNDY | YSU25R2W | LIN-1/0-4 | 2500 | 0.66667 | 1666.6667 | 0.83333 | 2083.3333 | STOCK -4 WEEKS | 0.70175 | 1754.386 | 0.73869 | 1846.7221
1/0-1/0 LINKIT | 283-170-51010 |  | THOMAS & BETTS | CS78 | LIN-1/0-1/0 | 2500 | 0.55 | 1375 | 0.6875 | 1718.75 | STOCK -7 WEEKS | 0.57895 | 1447.3684 | 0.60942 | 1523.5457
1/0-1/0 LINKIT | 283-170-51010 |  | BURNDY | YSU25R25R | LIN-1/0-1/0 | 2500 | 0.61667 | 1541.6667 | 0.77083 | 1927.0833 | STOCK -4 WEEKS | 0.64912 | 1622.807 | 0.68329 | 1708.2179
NUT
OVAL EYE NUT 5/8" | 283-429-03058 |  | HUBBELL | 6502 | EN-5/8 | 500 | 2.6333 | 1316.6667 | 3.2917 | 1645.8333 | STOCK -7 WEEKS | 2.7719 | 1385.9649 | 2.9178 | 1458.9104
OVAL EYE NUT 5/8" |  |  | POWERLINE | P1092 | EN-5/8 | 500 | 1.9 | 950 | 2.375 | 1187.5 | STOCK -7 WEEKS | 2 | 1000 | 2.1053 | 1052.6316
OVAL EYE NUT 5/8" | 283-429-03058 |  | AWG/SUPREME | was S6502 now EN-5/8 | EN-5/8 | 500 | 1.0167 | 508.3333 | 1.2708 | 635.4167 | Initial manufacturing lead time 90 days. Thereafter will be held in stock with 90 days supply) | 1.0702 | 535.0877 | 1.1265 | 563.2502
OVAL EYE NUT 5/8" |  |  | ALUMAFORM | AF1092 | EN-5/8 | 500 | 2.6333 | 1316.6667 | 3.2917 | 1645.8333 | STOCK -7 WEEKS | 2.7719 | 1385.9649 | 2.9178 | 1458.9104
OVAL EYE NUT 5/8" | 283-429-03058 | NEW | VICTORY | 5811 EYE NUTHDG | EN-5/8 |  | 1.75 | 0 | 2.1875 | 0 | stock -3 weeks | 1.8421 | 0 | 1.9391 | 0
| 283-429-03058 | NEW | GRID POWER | U1092 | EN-5/8 |  | 2.0333 | 0 | 2.5417 | 0 | stock-6 weeks | 2.1404 | 0 | 2.253 | 0
| 283-429-03058 | NEW | ALLIED | 5876 | EN-5/8 |  | 1.8333 | 0 | 2.2917 | 0 | STOCK -7 WEEKS | 1.9298 | 0 | 2.0314 | 0
HEX HEAD BRONZE NUT | 283-429-01202 |  | AWG/SUPREME | WAS S58028 NOW IS NUT-HEX-BRONZE | NUT-HEX-BRONZE | 500 | 2.1667 | 1083.3333 | 2.7083 | 1354.1667 | Initial manufacturing lead time 90 days. Thereafter will be held in stock with 90 days supply) | 2.2807 | 1140.3509 | 2.4007 | 1200.3693
HEX HEAD BRONZE NUT | 283-429-01202 | NEW | VICTORY | 5811 SQ NUT HDG | NUT-HEX-BRONZE | 500 | 0.66667 | 333.3333 | 0.83333 | 416.6667 | stock-6 weeks | 0.70175 | 350.8772 | 0.73869 | 369.3444
HEX HEAD BRONZE NUT | 283-429-01202 | NEW | ALLIED | 24582 | NUT-HEX-BRONZE | 500 | 0.71667 | 358.3333 | 0.89583 | 447.9167 | stock-6 weeks | 0.75439 | 377.193 | 0.79409 | 397.0452
SQUARE 5/8 NUT | 283-075-53249 |  | HUBBELL | 55084P | NUT-SQ-5/8IN | 500 | 0.38333 | 191.6667 | 0.47917 | 239.5833 | stock-6 weeks | 0.40351 | 201.7544 | 0.42475 | 212.373
SQUARE 5/8 NUT | 283-075-53249 |  | POWERLINE | P8563 | NUT-SQ-5/8IN | 500 | 0.35 | 175 | 0.4375 | 218.75 | STOCK -7 WEEKS | 0.36842 | 184.2105 | 0.38781 | 193.9058
SQUARE 5/8 NUT | 283-075-53249 |  | AWG/SUPREME | WAS S8563 NOW IS NUT-SQ-5/8IN | NUT-SQ-5/8IN | 501 | 0.16667 | 83.5 | 0.20833 | 104.375 | Initial manufacturing lead time 90 days. Thereafter will be held in stock with 90 days supply) | 0.17544 | 87.8947 | 0.18467 | 92.5208
SQUARE 5/8 NUT | 283-075-53249 | NEW | ALLIED | 8206 | NUT-SQ-5/8IN |  | 0.2 | 0 | 0.25 | 0 | stock-6 weeks | 0.21053 | 0 | 0.22161 | 0
SQUARE 5/8 NUT | 283-075-53249 | NEW | VICTORY | 5811 SQ NUT HDG | NUT-SQ-5/8IN |  | 0.35 | 0 | 0.4375 | 0 | stock-6 weeks | 0.36842 | 0 | 0.38781 | 0
SQUARE 5/8 NUT | 283-075-53249 | NEW | ALUMAFORM | AF1074 | NUT-SQ-5/8IN |  | 0.35 | 0 | 0.4375 | 0 | stock-6 weeks | 0.36842 | 0 | 0.38781 | 0
3/4 in Lock Nut MF TYPE | 283-429-01913 |  | AWG/SUPREME | WAS SLN34MF NOW IS LN-3/4-MF | LN-3/4-MF | 500 | 0.13333 | 66.6667 | 0.16667 | 83.3333 | Initial manufacturing lead time 90 days. Thereafter will be held in stock with 90 days supply) | 0.14035 | 70.1754 | 0.14774 | 73.8689
3/4 in Lock Nut MF TYPE | 283-429-01913 |  | MACLEAN | J8584 | LN-3/4-MF | 1000 | 0.73333 | 733.3333 | 0.91667 | 916.6667 | stock-6 weeks | 0.77193 | 771.9298 | 0.81256 | 812.5577
3/4 in Lock Nut MF TYPE | 283-429-01913 |  | VICTORY | WAS V8584 NOW IS 3410 MF LOCKNUT | LN-3/4-MF | 500 | 0.36667 | 183.3333 | 0.45833 | 229.1667 | stock-6 weeks | 0.38596 | 192.9825 | 0.40628 | 203.1394
3/4 in Lock Nut MF TYPE | 283-429-01913 |  | POWERLINE | P8584 | LN-3/4-MF | 500 | 0.53333 | 266.6667 | 0.66667 | 333.3333 | stock-4 weeks | 0.5614 | 280.7018 | 0.59095 | 295.4755
3/4 in Lock Nut MF TYPE | 283-429-01913 |  | HUBBELL | 3513 | LN-3/4-MF | 500 | 0.73333 |  | 0.91667 | 458.3333 | stock-6 weeks | 0.77193 | 0 | 0.81256 | 0
3/4 in Lock Nut MF TYPE | 283-429-01913 |  | ALUMAFORM | AF1074 | LN-3/4-MF | 500 | 0.4 | 200 | 0.5 | 250 | stock-6 weeks | 0.42105 | 210.5263 | 0.44321 | 221.6066
7/8" lock nut curved MF TYPE | 283-429-01928 |  | HUBBELL | 3514 | LN-7/8-MF | 1000 | 0.73333 | 733.3333 | 0.91667 | 916.6667 | stock-6 weeks | 0.77193 | 771.9298 | 0.81256 | 812.5577
7/8" lock nut curved MF TYPE | 283-429-01928 | NEW | MACLEAN | J8584-1/2 | LN-7/8-MF | 1000 | 0.63333 | 633.3333 | 0.79167 | 791.6667 | stock-6 weeks | 0.66667 | 666.6667 | 0.70175 | 701.7544
7/8" lock nut curved MF TYPE | 283-429-01928 | NEW | POWERLINE | P8584-1/2 | LN-7/8-MF |  | 1.0667 | 0 | 1.3333 | 0 | stock-6 weeks | 1.1228 | 0 | 1.1819 | 0
7/8" lock nut curved MF TYPE | 283-429-01928 | NEW | ALLIED | 22014 | LN-7/8-MF |  | 0.53333 | 0 | 0.66667 | 0 | stock-6 weeks | 0.5614 | 0 | 0.59095 | 0
7/8" lock nut curved MF TYPE | 283-429-01928 | NEW | VICTORY | 789 MF LOCKNUT | LN-7/8-MF |  | 0.75 | 0 | 0.9375 | 0 | Initial manufacturing lead time 90 days. Thereafter will be held in stock with 90 days supply) | 0.78947 | 0 | 0.83102 | 0
7/8" lock nut curved MF TYPE | 283-429-01928 | NEW | ALUMAFORM | AF8563 | LN-7/8-MF |  | 0.4 | 0 | 0.5 | 0 | stock-6 weeks | 0.42105 | 0 | 0.44321 | 0
7/8" lock nut curved MF TYPE | 283-429-01928 | NEW | AWG/SUPREME | LN-7/8 | LN-7/8-MF |  | 0.45 | 0 | 0.5625 | 0 | Initial manufacturing lead time 90 days. Thereafter will be held in stock with 90 days supply) | 0.47368 | 0 | 0.49861 | 0
Nut, Lock, 5/8", MF Type, Galvanized | 283-429-01958 |  | ALLIED | 22010 | LN-5/8-MF | 7503 | 0.43333 | 3251.3 | 0.54167 | 4064.125 | stock-6 weeks | 0.45614 | 3422.4211 | 0.48015 | 3602.5485
Nut, Lock, 5/8", MF Type, Galvanized | 283-429-01958 |  | MACLEAN | J8583 | LN-5/8-MF | 7500 | 0.46667 | 3500 | 0.58333 | 4375 | stock-6 weeks | 0.49123 | 3684.2105 | 0.51708 | 3878.1163
Nut, Lock, 5/8", MF Type, Galvanized | 283-429-01958 | NEW | POWERLINE | P8583 | LN-5/8-MF |  | 0.28333 | 0 | 0.35417 | 0 | stock-6 weeks | 0.29825 | 0 | 0.31394 | 0
Nut, Lock, 5/8", MF Type, Galvanized | 283-429-01958 | NEW | VICTORY | 5811 MF LOCKNUT | LN-5/8-MF |  | 0.33333 | 0 | 0.41667 | 0 | stock-6 weeks | 0.35088 | 0 | 0.36934 | 0
Nut, Lock, 5/8", MF Type, Galvanized | 283-429-01958 | NEW | ALUMAFORM | AF8583 | LN-5/8-MF |  | 0.35 | 0 | 0.4375 | 0 | stock-6 weeks | 0.36842 | 0 | 0.38781 | 0
Nut, Lock, 5/8", MF Type, Galvanized | 283-429-01958 | NEW | AWG/SUPREME | LN-5/8-MF | LN-5/8-MF |  | 0.3 | 0 | 0.375 | 0 | Initial manufacturing lead time 90 days. Thereafter will be held in stock with 90 days supply) | 0.31579 | 0 | 0.33241 | 0
Nut, Lock, 5/8", MF Type, Galvanized | 283-429-01958 | NEW | HUBBELL | 3512 | LN-5/8-MF |  | 0.38333 | 0 | 0.47917 | 0 | stock-6 weeks | 0.40351 | 0 | 0.42475 | 0
3/4 EYE NUT | 283-429-02070 |  | AWG/SUPREME | WAS S1093 NOW IS EN-3/4 | EN-3/4 | 2501 | 1.0833 | 2709.4167 | 1.3542 | 3386.7708 | Initial manufacturing lead time 90 days. Thereafter will be held in stock with 90 days supply) | 1.1404 | 2852.0175 | 1.2004 | 3002.1237
3/4 EYE NUT | 283-429-02070 |  | POWERLINE | P1093 | EN-3/4 | 1250 | 2.0667 | 2583.3333 | 2.5833 | 3229.1667 | stock-6 weeks | 2.1754 | 2719.2982 | 2.2899 | 2862.4192
3/4 EYE NUT | 283-429-02070 |  | HUBBELL | 6503 | EN-3/4 | 1250 | 3.2167 | 4020.8333 | 4.0208 | 5026.0417 | stock-6 weeks | 3.386 | 4232.4561 | 3.5642 | 4455.217
3/4 EYE NUT | 283-429-02070 | NEW | ALUMAFORM | AF1093 | EN-3/4 |  | 2.5333 | 0 | 3.1667 | 0 | stock-6 weeks | 2.6667 | 0 | 2.807 | 0
3/4 EYE NUT | 283-429-02070 | NEW | VICTORY | 3410 EYENUT HDG | EN-3/4 |  | 1.9167 | 0 | 2.3958 | 0 | stock-6 weeks | 2.0175 | 0 | 2.1237 | 0
(56538P)7/8" nut | 283-429-02100 |  | HUBBELL | 56538P | N-7/8 | 1000 | 2.5667 | 2566.6667 | 3.2083 | 3208.3333 | stock-6 weeks | 2.7018 | 2701.7544 | 2.844 | 2843.952
(56538P)7/8" nut | 283-429-02100 | NEW | AWG/SUPREME | N-7/8 | N-7/8 |  | 0.45 | 0 | 0.5625 | 0 | Initial manufacturing lead time 90 days. Thereafter will be held in stock with 90 days supply) | 0.47368 | 0 | 0.49861 | 0
(56538P)7/8" nut | 283-429-02100 | NEW | ALLIED | 8201 | N-7/8 |  | 0.83333 | 0 | 1.0417 | 0 | stock-6 weeks | 0.87719 | 0 | 0.92336 | 0
(56538P)7/8" nut | 283-429-02100 | NEW | POWERLINE | P8564-1 / 2 | N-7/8 |  | 0.8 | 0 | 1 | 0 | stock-6 weeks | 0.84211 | 0 | 0.88643 | 0
(56538P)7/8" nut | 283-429-02100 | NEW | VICTORY | 789 SQ NUT HDG | N-7/8 |  | 0.65 | 0 | 0.8125 | 0 | stock-6 weeks | 0.68421 | 0 | 0.72022 | 0
NUT SQUARE GALVANIZE 1" | 283-429-02121 |  | HUBBELL | 56073P | N-1 | 1000 | 3.1 | 3100 | 3.875 | 3875 | stock-6 weeks | 3.2632 | 3263.1579 | 3.4349 | 3434.903
NUT SQUARE GALVANIZE 1" | 283-429-02121 |  | AWG/SUPREME | WAS SN-1 NOW IS N-1 | N-1 | 1000 | 0.46667 | 466.6667 | 0.58333 | 583.3333 | Initial manufacturing lead time 90 days. Thereafter will be held in stock with 90 days supply) | 0.49123 | 491.2281 | 0.51708 | 517.0822
NUT SQUARE GALVANIZE 1" | 283-429-02121 | NEW | ALLIED | 8375 | N-1 |  | 1.0833 | 0 | 1.3542 | 0 | stock-6 weeks | 1.1404 | 0 | 1.2004 | 0
NUT SQUARE GALVANIZE 1" | 283-429-02121 | NEW | VICTORY | 18 NUT SQ HDG | N-1 |  | 1.3333 | 0 | 1.6667 | 0 | stock-6 weeks | 1.4035 | 0 | 1.4774 | 0
3/4 square nut NUT 3/4" 10 UNC GALVANIZED | 283-429-02200 |  | AWG/SUPREME | WAS S8564 NOW IS N-3/4 | N-3/4 | 1000 | 0.33333 | 333.3333 | 0.41667 | 416.6667 | Initial manufacturing lead time 90 days. Thereafter will be held in stock with 90 days supply) | 0.35088 | 350.8772 | 0.36934 | 369.3444
3/4 square nut NUT 3/4" 10 UNC GALVANIZED | 283-429-02200 |  | HUBBELL | 55085P | N-3/4 | 1000 | 0.85 | 850 | 1.0625 | 1062.5 | stock-6 weeks | 0.89474 | 894.7368 | 0.94183 | 941.8283
3/4 square nut NUT 3/4" 10 UNC GALVANIZED | 283-429-02200 | NEW | ALUMAFORM | AF8564 | N-3/4 |  | 0.71667 | 0 | 0.89583 | 0 | stock-6 weeks | 0.75439 | 0 | 0.79409 | 0
3/4 square nut NUT 3/4" 10 UNC GALVANIZED | 283-429-02200 | NEW | POWERLINE | P8564 | N-3/4 |  | 0.43333 | 0 | 0.54167 | 0 | stock-6 weeks | 0.45614 | 0 | 0.48015 | 0
3/4 square nut NUT 3/4" 10 UNC GALVANIZED | 283-429-02200 | NEW | VICTORY | 3410 SQ NUT HDG | N-3/4 |  | 0.45 | 0 | 0.5625 | 0 | stock-6 weeks | 0.47368 | 0 | 0.49861 | 0
3/4 square nut NUT 3/4" 10 UNC GALVANIZED | 283-429-02200 | NEW | ALLIED | 8200 | N-3/4 |  | 0.3 | 0 | 0.375 | 0 | stock-6 weeks | 0.31579 | 0 | 0.33241 | 0
WASHER
3/4" Galvanized lock washer | 283-710-56006 |  | HUBBELL | 4037 | LW-3/4 | 2500 | 0.35 | 875 | 0.4375 | 1093.75 | stock-6 weeks | 0.36842 | 921.0526 | 0.38781 | 969.5291
3/4" Galvanized lock washer | 283-710-56006 |  | MACLEAN | J138 | LW-3/4 | 2491 | 0.16667 | 415.1667 | 0.20833 | 518.9583 | stock-6 weeks | 0.17544 | 437.0175 | 0.18467 | 460.0185
3/4" Galvanized lock washer | 283-710-56006 | NEW | ALLIED | 6102 | LW-3/4 |  | 0.18333 | 0 | 0.22917 | 0 | stock-6 weeks | 0.19298 | 0 | 0.20314 | 0
3/4" Galvanized lock washer | 283-710-56006 | NEW | VICTORY | 34 LW HDG | LW-3/4 |  | 0.2 | 0 | 0.25 | 0 | stock-6 weeks | 0.21053 | 0 | 0.22161 | 0
3/4" Galvanized lock washer | 283-710-56006 | NEW | AWG/SUPREME | LW-3/4 | LW-3/4 |  | 0.1 | 0 | 0.125 | 0 | Initial manufacturing lead time 90 days. Thereafter will be held in stock with 90 days supply) | 0.10526 | 0 | 0.1108 | 0
1/2" Galvanized lock washer |  |  | HUBBELL | 4035 | LW-1/2 | 2500 | 0.1 | 250 | 0.125 | 312.5 | stock-6 weeks | 0.10526 | 263.1579 | 0.1108 | 277.0083
1/2" Galvanized lock washer |  |  | MACLEAN | J140 | LW-1/2 | 2500 | 0.28333 | 708.3333 | 0.35417 | 885.4167 | stock-6 weeks | 0.29825 | 745.614 | 0.31394 | 784.8569
1/2" Galvanized lock washer |  | NEW | ALLIED | 6100 | LW-1/2 |  | 0.066667 | 0 | 0.083333 | 0 | stock-6 weeks | 0.070175 | 0 | 0.073869 | 0
1/2" Galvanized lock washer |  | NEW | VICTORY | 12 LW HDG | LW-1/2 |  | 0.07 | 0 | 0.0875 | 0 | stock-6 weeks | 0.073684 | 0 | 0.077562 | 0
1/2" Galvanized lock washer |  | NEW | AWG/SUPREME | LW-1/2 | LW-1/2 |  | 0.033333 | 0 | 0.041667 | 0 | Initial manufacturing lead time 90 days. Thereafter will be held in stock with 90 days supply) | 0.035088 | 0 | 0.036934 | 0
WASHER, SQ FLAT, 5/8in SIZE, 2 1/4in x 11 (for 5/8 bolt) | 283-710-20401 |  | HUBBELL | 6813 | SW-21/4X11/5/8 | 1000 | 0.51667 | 516.6667 | 0.64583 | 645.8333 | stock-6 weeks | 0.54386 | 543.8596 | 0.57248 | 572.4838
WASHER, SQ FLAT, 5/8in SIZE, 2 1/4in x 11 (for 5/8 bolt) | 283-710-20401 |  | POWERLINE | P1075 | SW-21/4X11/5/8 | 1000 | 0.35 | 350 | 0.4375 | 437.5 | stock-6 weeks | 0.36842 | 368.4211 | 0.38781 | 387.8116
WASHER, SQ FLAT, 5/8in SIZE, 2 1/4in x 11 (for 5/8 bolt) | 283-710-20401 |  | ALLIED | 11500 | SW-21/4X11/5/8 | 1000 | 0.33333 | 333.3333 | 0.41667 | 416.6667 | stock-6 weeks | 0.35088 | 350.8772 | 0.36934 | 369.3444
WASHER, SQ FLAT, 5/8in SIZE, 2 1/4in x 11 (for 5/8 bolt) | 283-710-20401 | NEW | ALUMAFORM | AF1075 | SW-21/4X11/5/8 |  | 0.43333 | 0 | 0.54167 | 0 | stock-6 weeks | 0.45614 | 0 | 0.48015 | 0
WASHER, SQ FLAT, 5/8in SIZE, 2 1/4in x 11 (for 5/8 bolt) | 283-710-20401 | NEW | AWG/SUPREME | WAS S60067 NOW SW-21/4X11/5/8 | SW-21/4X11/5/8 |  | 0.18333 | 0 | 0.22917 | 0 | Initial manufacturing lead time 90 days. Thereafter will be held in stock with 90 days supply) | 0.19298 | 0 | 0.20314 | 0
WASHER, SQ FLAT, 5/8in SIZE, 2 1/4in x 11 (for 5/8 bolt) | 283-710-20401 | NEW | VICTORY | 214 FW SQ HDG | SW-21/4X11/5/8 |  | 0.53333 | 0 | 0.66667 | 0 | stock-6 weeks | 0.5614 | 0 | 0.59095 | 0
1/2 " BRONZE LOCK WASHER | 283-710-56004 | NEW | AWG/SUPREME | WAS S60067 NOW IS LW-BRONZE-1/2IN | LW-BRONZE-1/2IN | 500 | 3.0833 | 1541.6667 | 3.8542 | 1927.0833 | stock-6 weeks | 3.2456 | 1622.807 | 3.4164 | 1708.2179
1/2 " BRONZE LOCK WASHER | 283-710-56004 | NEW | ALLIED | 12SLWSB | SW-21/4X11/5/8 |  | 0.31667 | 0 | 0.39583 | 0 | stock-6 weeks | 0.33333 | 0 | 0.35088 | 0
1/2 " BRONZE LOCK WASHER | 283-710-56004 | NEW | VICTORY | 12 LW SB | LW-BRONZE-1/2IN |  | 0.3 | 0 | 0.375 | 0 | stock-6 weeks | 0.31579 | 0 | 0.33241 | 0
SQUARE CURVED WASHER, 4" X 4" X 1/4" FOR 3/4" BOLT, | 283-710-20710 |  | HUBBELL | DF4W15 | CW-4X4-3/4 | 4000 | 2.95 | 11800 | 3.6875 | 14750 | stock-6 weeks | 3.1053 | 12421.0526 | 3.2687 | 13074.7922
SQUARE CURVED WASHER, 4" X 4" X 1/4" FOR 3/4" BOLT, | 283-710-20710 |  | AWG/SUPREME | WAS S100107 NOW IS CW-4X4-3/4 | CW-4X4-3/4 | 2000 | 1.25 | 2500 | 1.5625 | 3125 | Initial manufacturing lead time 90 days. Thereafter will be held in stock with 90 days supply) | 1.3158 | 2631.5789 | 1.385 | 2770.0831
SQUARE CURVED WASHER, 4" X 4" X 1/4" FOR 3/4" BOLT, | 283-710-20710 |  | ALLIED | 221 | CW-4X4-3/4 | 4000 | 1.8 | 7200 | 2.25 | 9000 | stock-6 weeks | 1.8947 | 7578.9474 | 1.9945 | 7977.8393
SQUARE CURVED WASHER, 4" X 4" X 1/4" FOR 3/4" BOLT, | 283-710-20710 |  | ALUMAFORM | AF6836 | CW-4X4-3/4 | 2000 | 2.35 | 4700 | 2.9375 | 5875 | stock-6 weeks | 2.4737 | 4947.3684 | 2.6039 | 5207.7562
SQUARE CURVED WASHER, 4"x4"x1/4" x 15/16" FOR 7/8" | 283-710-20720 |  | HUBBELL | 680912 | CW-4X4X1/4-15/16 | 5000 | 2.8833 | 14416.6667 | 3.6042 | 18020.8333 | stock-6 weeks | 3.0351 | 15175.4386 | 3.1948 | 15974.1459
SQUARE CURVED WASHER, 4"x4"x1/4" x 15/16" FOR 7/8" | 283-710-20720 |  | POWERLINE | P6829 | CW-4X4X1/4-15/16 | 5000 | 2.0333 | 10166.6667 | 2.5417 | 12708.3333 | stock-6 weeks | 2.1404 | 10701.7544 | 2.253 | 11265.0046
SQUARE CURVED WASHER, 4"x4"x1/4" x 15/16" FOR 7/8" | 283-710-20720 |  | AWG/SUPREME | WAS S100191 NOW IS CW-4X4X1/4-15/16 | CW-4X4X1/4-15/16 | 2500 | 1.25 | 3125 | 1.5625 | 3906.25 | Initial manufacturing lead time 90 days. Thereafter will be held in stock with 90 days supply) | 1.3158 | 3289.4737 | 1.385 | 3462.6039
SQUARE CURVED WASHER, 4"x4"x1/4" x 15/16" FOR 7/8" | 283-710-20720 |  | ALLIED | 228 | CW-4X4X1/4-15/16 | 5000 | 1.8 | 9000 | 2.25 | 11250 | stock-6 weeks | 1.8947 | 9473.6842 | 1.9945 | 9972.2992
SQUARE CURVED WASHER, 4"x4"x1/4" x 15/16" FOR 7/8" | 283-710-20720 |  | ALUMAFORM | AF6829 | CW-4X4X1/4-15/16 | 2500 | 2.7333 | 6833.3333 | 3.4167 | 8541.6667 | stock-6 weeks | 2.8772 | 7192.9825 | 3.0286 | 7571.5605
Washer, Square Curved, 4" x 4" x 1/4" for 5/8" Bolt, Galvanized | 283-710-20601 |  | POWERLINE | P114 | CW-4X4-1/4X13/16-5/8 | 7000 | 1.9833 | 13883.3333 | 2.4792 | 17354.1667 | stock-8 weeks | 2.0877 | 14614.0351 | 2.1976 | 15383.1948
Washer, Square Curved, 4" x 4" x 1/4" for 5/8" Bolt, Galvanized | 283-710-20601 |  | AWG/SUPREME | WAS SP114 NOW IS CW-4X4-1/4X13/16-5/8 | CW-4X4-1/4X13/16-5/8 | 7000 | 1.8167 | 12716.6667 | 2.2708 | 15895.8333 | Initial manufacturing lead time 90 days. Thereafter will be held in stock with 90 days supply) | 1.9123 | 13385.9649 | 2.0129 | 14090.4894
BOLT
MACHINE BOLT 5/8" X 12" | 283-063-80512 |  | HUBBELL | 8812 | MB5/8X12 | 3000 | 1.9833 | 5950 | 2.4792 | 7437.5 | STOCK -7 WEEKS | 2.0877 | 6263.1579 | 2.1976 | 6592.7978
MACHINE BOLT 5/8" X 12" | 283-063-80512 |  | POWERLINE | P8812 | MB5/8X12 | 3000 | 1.75 | 5250 | 2.1875 | 6562.5 | STOCK -7 WEEKS | 1.8421 | 5526.3158 | 1.9391 | 5817.1745
MACHINE BOLT 5/8" X 12" | 283-063-80512 |  | AWG/SUPREME | WAS S8812 NOW IS MB5/8X12 | MB5/8X12 | 1500 | 1.3333 | 2000 | 1.6667 | 2500 | Initial manufacturing lead time 90 days. Thereafter will be held in stock with 90 days supply) | 1.4035 | 2105.2632 | 1.4774 | 2216.0665
MACHINE BOLT 5/8" X 12" | 283-063-80512 |  | ALLIED | WAS 58812 SHOULD BE 8224 | MB5/8X12 | 3000 | 1.6333 | 4900 | 2.0417 | 6125 | STOCK -7 WEEKS | 1.7193 | 5157.8947 | 1.8098 | 5429.3629
MACHINE BOLT 5/8" X 12" | 283-063-80512 |  | ALUMAFORM | AF8812 | MB5/8X12 | 1500 | 1.6333 | 2450 | 2.0417 | 3062.5 | STOCK -7 WEEKS | 1.7193 | 2578.9474 | 1.8098 | 2714.6814
MACHINE BOLT 5/8" X 12" | 283-063-80512 | NEW | VICTORY | 581112 SQMB HDG | MB5/8X12 |  | 1.6167 | 0 | 2.0208 | 0 | stock-6 weeks | 1.7018 | 0 | 1.7913 | 0
MACHINE BOLT 5/8" X 14" | 283-063-80514 |  | HUBBELL | 8814 | MB5/8X14 | 3000 | 2.25 | 6750 | 2.8125 | 8437.5 | STOCK -7 WEEKS | 2.3684 | 7105.2632 | 2.4931 | 7479.2244
MACHINE BOLT 5/8" X 14" | 283-063-80514 |  | POWERLINE | P8814 | MB5/8X14 | 2000 | 2 | 4000 | 2.5 | 5000 | STOCK -7 WEEKS | 2.1053 | 4210.5263 | 2.2161 | 4432.133
MACHINE BOLT 5/8" X 14" | 283-063-80514 |  | AWG/SUPREME | WAS S8814 NOW IS MB5/8X14 | MB5/8X14 | 1000 | 1.5 | 1500 | 1.875 | 1875 | Initial manufacturing lead time 90 days. Thereafter will be held in stock with 90 days supply) | 1.5789 | 1578.9474 | 1.662 | 1662.0499
MACHINE BOLT 5/8" X 14" | 283-063-80514 |  | ALLIED | WAS 8224 SHOULD BE 8226 | MB5/8X14 | 2000 | 1.6833 | 3366.6667 | 2.1042 | 4208.3333 | STOCK -7 WEEKS | 1.7719 | 3543.8596 | 1.8652 | 3730.3786
MACHINE BOLT 5/8" X 14" | 283-063-80514 |  | ALUMAFORM | AF8814 | MB5/8X14 | 1000 | 1.75 | 1750 | 2.1875 | 2187.5 | STOCK -7 WEEKS | 1.8421 | 1842.1053 | 1.9391 | 1939.0582
MACHINE BOLT 5/8" X 16" | 283-063-80516 |  | HUBBELL | 8816 | MB5/8X16 | 2000 | 2.6 | 5200 | 3.25 | 6500 | STOCK -7 WEEKS | 2.7368 | 5473.6842 | 2.8809 | 5761.7729
MACHINE BOLT 5/8" X 16" | 283-063-80516 |  | POWERLINE | P8816 | MB5/8X16 | 2000 | 2.8333 | 5666.6667 | 3.5417 | 7083.3333 | STOCK -7 WEEKS | 2.9825 | 5964.9123 | 3.1394 | 6278.855
MACHINE BOLT 5/8" X 16" | 283-063-80516 |  | AWG/SUPREME | WAS S8816 NOW IS MB5/8X16 | MB5/8X16 | 1000 | 1.6667 | 1666.6667 | 2.0833 | 2083.3333 | Initial manufacturing lead time 90 days. Thereafter will be held in stock with 90 days supply) | 1.7544 | 1754.386 | 1.8467 | 1846.7221
MACHINE BOLT 5/8" X 16" | 283-063-80516 |  | ALLIED | WAS 8826 SHOULD BE 8228 | MB5/8X16 | 2000 | 2.0833 | 4166.6667 | 2.6042 | 5208.3333 | STOCK -7 WEEKS | 2.193 | 4385.9649 | 2.3084 | 4616.8052
MACHINE BOLT 5/8" X 16" | 283-063-80516 |  | ALUMAFORM | AF8816 | MB5/8X16 | 1000 | 2.0833 | 2083.3333 | 2.6042 | 2604.1667 | STOCK -7 WEEKS | 2.193 | 2192.9825 | 2.3084 | 2308.4026
Machine Bolt 5/8 x 18" | 283-063-80518 |  | AWG/SUPREME | WAS S8818 NOW IS MB5/8X18 | MB5/8X18 | 2000 | 1.9167 | 3833.3333 | 2.3958 | 4791.6667 | Initial manufacturing lead time 90 days. Thereafter will be held in stock with 90 days supply) | 2.0175 | 4035.0877 | 2.1237 | 4247.4608
Machine Bolt 5/8 x 18" | 283-063-80518 |  | POWERLINE | P8818 | MB5/8X18 | 3000 | 3.6167 | 10850 | 4.5208 | 13562.5 | STOCK -7 WEEKS | 3.807 | 11421.0526 | 4.0074 | 12022.1607
Machine Bolt 5/8 x 18" | 283-063-80518 |  | HUBBELL | 8818 | MB5/8X18 | 3000 | 2.6 | 7800 | 3.25 | 9750 | STOCK -7 WEEKS | 2.7368 | 8210.5263 | 2.8809 | 8642.6593
Machine Bolt 5/8 x 18" | 283-063-80518 | NEW | ALLIED | 8230 | MB5/8X18 |  | 2.25 | 0 | 2.8125 | 0 | STOCK -6 WEEKS | 2.3684 | 0 | 2.4931 | 0
Machine Bolt 5/8 x 18" | 283-063-80518 | NEW | VICTORY | 581118 SQMB HDG | MB5/8X18 |  | 2.1667 | 0 | 2.7083 | 0 | stock-6 weeks | 2.2807 | 0 | 2.4007 | 0
Bolt, Square Head, 5/8" x 22", Min Thread 6", Galvanized w/Nut | 283-063-80522 |  | HUBBELL | 8822 | MB5/8X22 | 2000 | 4.6833 | 9366.6667 | 5.8542 | 11708.3333 | STOCK -7 WEEKS | 4.9298 | 9859.6491 | 5.1893 | 10378.578
Bolt, Square Head, 5/8" x 22", Min Thread 6", Galvanized w/Nut | 283-063-80522 |  | ALLIED | 8234 | MB5/8X22 | 2000 | 2.7167 | 5433.3333 | 3.3958 | 6791.6667 | STOCK -7 WEEKS | 2.8596 | 5719.2982 | 3.0102 | 6020.3139
Bolt, Square Head, 5/8" x 22", Min Thread 6", Galvanized w/Nut | 283-063-80522 |  | ALUMAFORM | AF8822 | MB5/8X22 | 1000 | 3.7333 | 3733.3333 | 4.6667 | 4666.6667 | STOCK -7 WEEKS | 3.9298 | 3929.8246 | 4.1367 | 4136.6574
Bolt, Square Head, 5/8" x 22", Min Thread 6", Galvanized w/Nut | 283-063-80522 | NEW | AWG/SUPREME | MB5/8X22 | MB5/8X22 |  | 2.1667 | 0 | 2.7083 | 0 | Initial manufacturing lead time 90 days. Thereafter will be held in stock with 90 days supply) | 2.2807 | 0 | 2.4007 | 0
Bolt, Square Head, 5/8" x 22", Min Thread 6", Galvanized w/Nut | 283-063-80522 | NEW | POWERLINE | P8822 | MB5/8X22 |  | 4.7 | 0 | 5.875 | 0 | stock-6 weeks | 4.9474 | 0 | 5.2078 | 0
Bolt, Square Head, 5/8" x 24", Min Thread 6", Galvanized w/Nut | 283-063-80524 |  | ALLIED | 8236 | MB-5/8x24 | 3000 | 3.1833 | 9550 | 3.9792 | 11937.5 | STOCK -7 WEEKS | 3.3509 | 10052.6316 | 3.5272 | 10581.7175
Bolt, Square Head, 5/8" x 24", Min Thread 6", Galvanized w/Nut | 283-063-80524 |  | POWERLINE | P8824 | MB-5/8x24 | 5500 | 5.15 | 28325 | 6.4375 | 35406.25 | STOCK -7 WEEKS | 5.4211 | 29815.7895 | 5.7064 | 31385.0416
Bolt, Square Head, 5/8" x 24", Min Thread 6", Galvanized w/Nut | 283-063-80524 | NEW | AWG/SUPREME | MB-5/8x24 | MB-5/8x24 |  | 2.3333 | 0 | 2.9167 | 0 | Initial manufacturing lead time 90 days. Thereafter will be held in stock with 90 days supply) | 2.4561 | 0 | 2.5854 | 0
MACHINE BOLT 5/8" X 26" | 283-063-80531 |  | HUBBELL | 8826 | MB5/8X26 | 3000 | 6.5167 | 19550 | 8.1458 | 24437.5 | STOCK -7 WEEKS | 6.8596 | 20578.9474 | 7.2207 | 21662.0499
MACHINE BOLT 5/8" X 26" | 283-063-80531 |  | POWERLINE | P8826 | MB5/8X26 | 3000 | 5.5667 | 16700 | 6.9583 | 20875 | STOCK -7 WEEKS | 5.8596 | 17578.9474 | 6.1681 | 18504.1551
MACHINE BOLT 5/8" X 26" | 283-063-80531 |  | AWG/SUPREME | WAS S8826 NOW IS MB5/8X26 | MB5/8X26 | 3000 | 2.5 | 7500 | 3.125 | 9375 | STOCK -7 WEEKS | 2.6316 | 7894.7368 | 2.7701 | 8310.2493
MACHINE BOLT 5/8" X 26" | 283-063-80531 | NEW | ALLIED | 10048 | MB5/8X26 |  | 3.3333 | 0 | 4.1667 | 0 | STOCK -6 WEEKS | 3.5088 | 0 | 3.6934 | 0
MACHINE BOLT 7/8" x 14 | 283-063-90214 |  | HUBBELL | C2050254 | MB-7/8X14 | 2500 | 8.8167 | 22041.6667 | 11.0208 | 27552.0833 | STOCK -7 WEEKS | 9.2807 | 23201.7544 | 9.7692 | 24422.8994
MACHINE BOLT 7/8" x 14 | 283-063-90214 |  | POWERLINE | P9064 | MB-7/8X14 | 2500 | 7.65 | 9562.5 | 9.5625 | 23906.25 |  | 8.0526 | 10065.7895 | 8.4765 | 10595.5679
MACHINE BOLT 7/8" x 14 | 283-063-90214 |  | AWG/SUPREME | WAS S9064 NOW IS MB-7/8X14 | MB-7/8X14 | 1250 | 3.1667 | 3958.3333 | 3.9583 | 4947.9167 | Initial manufacturing lead time 90 days. Thereafter will be held in stock with 90 days supply) | 3.3333 | 4166.6667 | 3.5088 | 4385.9649
MACHINE BOLT 7/8" x 14 | 283-063-90214 |  | ALUMAFORM | AF9064 | MB-7/8X14 | 2500 | 7.55 | 18875 | 9.4375 | 23593.75 | STOCK -7 WEEKS | 7.9474 | 19868.4211 | 8.3657 | 20914.1274
MACHINE BOLT 7/8" x 16 | 283-063-20116 |  | POWERLINE | P9066 | MB-7/8X16 | 2000 | 8.6667 | 17333.3333 | 10.8333 | 21666.6667 | STOCK -7 WEEKS | 9.1228 | 18245.614 | 9.603 | 19205.9095
MACHINE BOLT 7/8" x 16 | 283-063-20116 |  | AWG/SUPREME | WAS S9066 NOW IS MB-7/8X16 | MB-7/8X16 | 2000 | 3.5 | 7000 | 4.375 | 8750 | Initial manufacturing lead time 90 days. Thereafter will be held in stock with 90 days supply) | 3.6842 | 7368.4211 | 3.8781 | 7756.2327
MACHINE BOLT 7/8" x 16 | 283-063-20116 |  | ALLIED | 8971 | MB-7/8X16 | 1500 | 4.4167 | 6625 | 5.5208 | 8281.25 | Initial manufacturing lead time 90 days. Thereafter will be held in stock with 90 days supply) | 4.6491 | 6973.6842 | 4.8938 | 7340.7202
MACHINE BOLT 7/8" x 16 | 283-063-20116 |  | HUBBELL | C2050255 | MB-7/8X16 | 500 | 9.7 | 4850 | 12.125 | 6062.5 | stock-6 weeks | 10.2105 | 5105.2632 | 10.7479 | 5373.9612
MACHINE BOLT 7/8" x 16 | 283-063-20116 |  | ALUMAFORM | AF9066 | MB-7/8X16 | 500 | 8.1333 | 4066.6667 | 10.1667 | 5083.3333 | stock-6 weeks | 8.5614 | 4280.7018 | 9.012 | 4506.0018
MACHINE BOLT 7/8" x 18 | 283-063-90218 |  | HUBBELL | C2050256 | MB-7/8X18 | 2000 | 10.2833 | 20566.6667 | 12.8542 | 25708.3333 | STOCK -7 WEEKS | 10.8246 | 21649.1228 | 11.3943 | 22788.5503
MACHINE BOLT 7/8" x 18 | 283-063-90218 |  | POWERLINE | P9068 | MB-7/8X18 | 1500 | 9.5667 | 14350 | 11.9583 | 17937.5 |  | 10.0702 | 15105.2632 | 10.6002 | 15900.277
MACHINE BOLT 7/8" x 18 | 283-063-90218 |  | AWG/SUPREME | WAS S9068 NOW IS MB-7/8X18 | MB-7/8X18 | 750 | 3.8333 | 2875 | 4.7917 | 3593.75 | Initial manufacturing lead time 90 days. Thereafter will be held in stock with 90 days supply) | 4.0351 | 3026.3158 | 4.2475 | 3185.5956
MACHINE BOLT 7/8" x 18 | 283-063-90218 |  | ALLIED | 8256 | MB-7/8X18 | 1500 | 7.25 | 10875 | 9.0625 | 13593.75 | Initial manufacturing lead time 90 days. Thereafter will be held in stock with 90 days supply) | 7.6316 | 11447.3684 | 8.0332 | 12049.8615
MACHINE BOLT 7/8" x 18 | 283-063-90218 |  | ALUMAFORM | AF9068 | MB-7/8X18 | 1500 | 9.3333 | 14000 | 11.6667 | 17500 | STOCK -7 WEEKS | 9.8246 | 14736.8421 | 10.3416 | 15512.4654
Bolt, Square Head, 7/8" x 20", Min Thread 6", Galvanized w/Nut | 283-063-92020 |  | AWG/SUPREME | MB-7/8X20 | MB-7/8X20 | 50 | 4.1667 | 208.3333 | 5.2083 | 260.4167 | STOCK -7 WEEKS | 4.386 | 219.2982 | 4.6168 | 230.8403
Bolt, Square Head, 7/8" x 20", Min Thread 6", Galvanized w/Nut | 283-063-92020 |  | POWERLINE | P9070 | MB-7/8X20 | 500 | 8.5667 | 4283.3333 | 10.7083 | 5354.1667 | STOCK -7 WEEKS | 9.0175 | 4508.7719 | 9.4922 | 4746.0757
Bolt, Square Head, 7/8" x 20", Min Thread 6", Galvanized w/Nut | 283-063-92020 |  | AWG/SUPREME | WAS S9070 NOW IS MB-4/8X20 | MB-7/8X20 | 750 | 8.3333 | 6250 | 10.4167 | 7812.5 | STOCK -7 WEEKS | 8.7719 | 6578.9474 | 9.2336 | 6925.2078
Bolt, Square Head, 7/8" x 20", Min Thread 6", Galvanized w/Nut | 283-063-92020 |  | HUBBELL | C2050257 | MB-7/8X20 | 500 | 12.05 | 6025 | 15.0625 | 7531.25 | STOCK -7 WEEKS | 12.6842 | 6342.1053 | 13.3518 | 6675.9003
Bolt, Square Head, 7/8" x 20", Min Thread 6", Galvanized w/Nut | 283-063-92020 |  | ALUMAFORM | AF9072 | MB-7/8X20 | 250 | 11.6667 | 2916.6667 | 14.5833 | 3645.8333 | stock-6 weeks | 12.2807 | 3070.1754 | 12.9271 | 3231.7636
Bolt, Square Head, 7/8" x 22", Min Thread 6", Galvanized w/Nut | 283-063-92022 |  | HUBBELL | C2050258 | MB-7/8X22 | 500 | 13.05 | 6525 | 16.3125 | 8156.25 | STOCK -7 WEEKS | 13.7368 | 6868.4211 | 14.4598 | 7229.9169
Bolt, Square Head, 7/8" x 22", Min Thread 6", Galvanized w/Nut | 283-063-92022 |  | POWERLINE | P9072 | MB-7/8X22 | 500 | 11.9667 | 5983.3333 | 14.9583 | 7479.1667 | STOCK -7 WEEKS | 12.5965 | 6298.2456 | 13.2595 | 6629.7322
Bolt, Square Head, 7/8" x 22", Min Thread 6", Galvanized w/Nut | 283-063-92022 |  | AWG/SUPREME | WAS S9072 NOW IS MB-7/8X22 | MB-7/8X22 | 250 | 4.5 | 1125 | 5.625 | 1406.25 | Initial manufacturing lead time 90 days. Thereafter will be held in stock with 90 days supply) | 4.7368 | 1184.2105 | 4.9861 | 1246.5374
Bolt, Square Head, 7/8" x 22", Min Thread 6", Galvanized w/Nut | 283-063-92022 |  | ALLIED | 8257 | MB-7/8X22 | 500 | 7.6667 | 3833.3333 | 9.5833 | 4791.6667 | Initial manufacturing lead time 90 days. Thereafter will be held in stock with 90 days supply) | 8.0702 | 4035.0877 | 8.4949 | 4247.4608
Bolt, Square Head, 7/8" x 22", Min Thread 6", Galvanized w/Nut | 283-063-92022 |  | ALUMAFORM | AF9072 | MB-7/8X22 | 250 | 11.6667 | 2916.6667 | 14.5833 | 3645.8333 | stock-6 weeks | 12.2807 | 3070.1754 | 12.9271 | 3231.7636
7/8 X 24 MACHINE BOLT | 283-063-92024 |  | HUBBELL | DF5B24 | MB-7/8X24 | 1000 | 15.9167 | 15916.6667 | 19.8958 | 19895.8333 | Initial manufacturing lead time 90 days. Thereafter will be held in stock with 90 days supply) | 16.7544 | 16754.386 | 17.6362 | 17636.1958
7/8 X 24 MACHINE BOLT | 283-063-92024 |  | AWG/SUPREME | MB-7/8X24 | MB-7/8X24 | 500 | 4.6667 | 2333.3333 | 5.8333 | 2916.6667 | Initial manufacturing lead time 90 days. Thereafter will be held in stock with 90 days supply) | 4.9123 | 2456.1404 | 5.1708 | 2585.4109
7/8 X 24 MACHINE BOLT | 283-063-92024 |  | POWERLINE | P9074 | MB-7/8X24 | 500 | 13.2333 | 6616.6667 | 16.5417 | 8270.8333 | stock-6 weeks | 13.9298 | 6964.9123 | 14.663 | 7331.4866
7/8 X 24 MACHINE BOLT | 283-063-92024 |  | ALLIED | 8606 | MB-7/8X24 | 500 | 8.6667 | 4333.3333 | 10.8333 | 5416.6667 | stock-6 weeks | 9.1228 | 4561.4035 | 9.603 | 4801.4774
7/8 X 24 MACHINE BOLT | 283-063-92024 |  | ALUMAFORM | AF9074 | MB-7/8X24 | 500 | 12.6167 | 6308.3333 | 15.7708 | 7885.4167 | stock-6 weeks | 13.2807 | 6640.3509 | 13.9797 | 6989.843
MACHINE BOLT 7/8 X 26 | 283-063-92026 |  | HUBBELL | PSSB782600 | MB-7/8X26 | 1000 | 22.3167 | 22316.6667 | 27.8958 | 27895.8333 | stock-6 weeks | 23.4912 | 23491.2281 | 24.7276 | 24727.6085
MACHINE BOLT 7/8 X 26 | 283-063-92026 |  | AWG/SUPREME | MB-7/8X26 | MB-7/8X26 | 1100 | 4.8333 | 5316.6667 | 6.0417 | 6645.8333 | Initial manufacturing lead time 90 days. Thereafter will be held in stock with 90 days supply) | 5.0877 | 5596.4912 | 5.3555 | 5891.0434
MACHINE BOLT 7/8 X 26 | 283-063-92026 |  | ALLIED | 8607 | MB-7/8X26 | 1000 | 9.1667 | 9166.6667 | 11.4583 | 11458.3333 | Initial manufacturing lead time 90 days. Thereafter will be held in stock with 90 days supply) | 9.6491 | 9649.1228 | 10.157 | 10156.9714
MACHINE BOLT 7/8 X 26 | 283-063-92026 |  | POWERLINE | P9074 | MB-7/8X26 | 1000 | 13.2333 | 13233.3333 | 16.5417 | 16541.6667 | Initial manufacturing lead time 90 days. Thereafter will be held in stock with 90 days supply) | 13.9298 | 13929.8246 | 14.663 | 14662.9732
MACHINE BOLT 7/8 X 28 |  |  | HUBBELL | PSSB782800 | MB-7/8X28 | 3000 | 22.6833 | 68050 | 28.3542 | 85062.5 | stock-6 weeks | 23.8772 | 71631.5789 | 25.1339 | 75401.662
MACHINE BOLT 7/8 X 28 |  |  | AWG/SUPREME | WAS S9068 NOW IS MB-7/8X28 | MB-7/8X28 | 1500 | 5 | 7500 | 6.25 | 9375 | Initial manufacturing lead time 90 days. Thereafter will be held in stock with 90 days supply) | 5.2632 | 7894.7368 | 5.5402 | 8310.2493
MACHINE BOLT 7/8 X 28 |  |  | ALLIED | 8608 | MB-7/8X28 | 3000 | 10 | 30000 | 12.5 | 37500 | Initial manufacturing lead time 90 days. Thereafter will be held in stock with 90 days supply) | 10.5263 | 31578.9474 | 11.0803 | 33240.9972
MACHINE BOLT 7/8 X 28 |  |  | ALUMAFORM | AF9076 | MB-7/8X28 | 1500 | 13.4 | 20100 | 16.75 | 25125 | stock-6 weeks | 14.1053 | 21157.8947 | 14.8476 | 22271.4681
3/4 X 14 MACHINE BOLT | 283-063-20218 |  | HUBBELL | 8914 | MB3/4X14 | 500 | 4.7167 | 2358.3333 | 5.8958 | 2947.9167 | stock-6 weeks | 4.9649 | 2482.4561 | 5.2262 | 2613.1117
3/4 X 14 MACHINE BOLT | 283-063-20218 |  | AWG/SUPREME | WAS 8914 NOW IS MB3/4X14 | MB3/4X14 | 250 | 2.25 | 562.5 | 2.8125 | 703.125 | Initial manufacturing lead time 90 days. Thereafter will be held in stock with 90 days supply) | 2.3684 | 592.1053 | 2.4931 | 623.2687
3/4 X 14 MACHINE BOLT | 283-063-20218 |  | ALUMAFORM | AF8914 | MB3/4X14 | 250 | 3.75 | 937.5 | 4.6875 | 1171.875 | stock-6 weeks | 3.9474 | 986.8421 | 4.1551 | 1038.7812
3/4 X 14 MACHINE BOLT | 283-063-20218 | NEW | ALLIED | 8244 | MB3/4X14 |  | 2.75 | 0 | 3.4375 | 0 | stock-6 weeks | 2.8947 | 0 | 3.0471 | 0
3/4 X 14 MACHINE BOLT | 283-063-20218 | NEW | POWERLINE | P8914 | MB3/4X14 | 500 | 3.7833 | 1891.6667 | 4.7292 | 2364.5833 | stock-6 weeks | 3.9825 | 1991.2281 | 4.1921 | 2096.0295
3/4 IN Machine Bolt 16 in |  |  | HUBBELL | 8916 | MB-3/4X16 | 3500 | 5.0833 | 17791.6667 | 6.3542 | 22239.5833 | stock-6 weeks | 5.3509 | 18728.0702 | 5.6325 | 19713.7581
3/4 IN Machine Bolt 16 in |  |  | POWERLINE | P8916 | MB-3/4X16 | 3500 | 4.65 | 16275 | 5.8125 | 20343.75 | stock-6 weeks | 4.8947 | 17131.5789 | 5.1524 | 18033.241
3/4 IN Machine Bolt 16 in |  |  | AWG/SUPREME | WAS S8916 NOW IS MB-3/4X16 | MB-3/4X16 | 1500 | 2.5 | 3750 | 3.125 | 4687.5 | Initial manufacturing lead time 90 days. Thereafter will be held in stock with 90 days supply) | 2.6316 | 3947.3684 | 2.7701 | 4155.1247
3/4 IN Machine Bolt 16 in |  |  | ALUMAFORM | AF8916 | MB-3/4X16 | 2000 | 3.9333 | 7866.6667 | 4.9167 | 9833.3333 | stock-6 weeks | 4.1404 | 8280.7018 | 4.3583 | 8716.5282
3/4 IN Machine Bolt 16 in |  | NEW | ALLIED | 8246 | MB-3/4X16 |  | 3.0833 | 0 | 3.8542 | 0 | stock-6 weeks | 3.2456 | 0 | 3.4164 | 0
3/4 X 18 MACHINE BOLT | 283-063-60506 |  | HUBBELL | 8918 | MB-3/4X18 | 2000 | 5.8167 | 11633.3333 | 7.2708 | 14541.6667 | stock-6 weeks | 6.1228 | 12245.614 | 6.4451 | 12890.12
3/4 X 18 MACHINE BOLT | 283-063-60506 |  | POWERLINE | P8918 | MB-3/4X18 | 2000 | 5.1333 | 10266.6667 | 6.4167 | 12833.3333 | stock-6 weeks | 5.4035 | 10807.0175 | 5.6879 | 11375.8079
3/4 X 18 MACHINE BOLT | 283-063-60506 |  | AWG/SUPREME | WAS S8918 NOW IS MB-3/4X18 | MB-3/4X18 | 1000 | 2.6667 | 2666.6667 | 3.3333 | 3333.3333 | Initial manufacturing lead time 90 days. Thereafter will be held in stock with 90 days supply) | 2.807 | 2807.0175 | 2.9548 | 2954.7553
3/4 X 18 MACHINE BOLT | 283-063-60506 |  | ALLIED | 8248 | MB-3/4X18 | 2000 | 3.6667 | 7333.3333 | 4.5833 | 9166.6667 | Initial manufacturing lead time 90 days. Thereafter will be held in stock with 90 days supply) | 3.8596 | 7719.2982 | 4.0628 | 8125.5771
3/4 X 18 MACHINE BOLT | 283-063-60506 |  | ALUMAFORM | AF8918 | MB-3/4X18 | 1000 | 5.45 | 5450 | 6.8125 | 6812.5 | stock-6 weeks | 5.7368 | 5736.8421 | 6.0388 | 6038.7812
3/4 X 20 MACHINE BOLT | 283-063-80529 |  | HUBBELL | 8920 | MB-3/4X20 | 2500 | 6.3 | 15750 | 7.875 | 19687.5 | stock-6 weeks | 6.6316 | 16578.9474 | 6.9806 | 17451.5235
3/4 X 20 MACHINE BOLT | 283-063-80529 |  | AWG/SUPREME | MB-3/4X20 | MB-3/4X20 | 1500 | 3 | 4500 | 3.75 | 5625 | Initial manufacturing lead time 90 days. Thereafter will be held in stock with 90 days supply) | 3.1579 | 4736.8421 | 3.3241 | 4986.1496
3/4 X 20 MACHINE BOLT | 283-063-80529 |  | ALUMAFORM | AF8920 | MB-3/4X20 | 3500 | 5.8833 | 20591.6667 | 7.3542 | 25739.5833 | stock-6 weeks | 6.193 | 21675.4386 | 6.5189 | 22816.2512
3/4 X 20 MACHINE BOLT | 283-063-80529 |  | POWERLINE | P8920 | MB-3/4X20 |  | 5.9167 | 0 | 7.3958 | 0 | stock-6 weeks | 6.2281 | 0 | 6.5559 | 0
3/4 X 20 MACHINE BOLT | 283-063-80529 |  | ALLIED | 8250 | MB-3/4X20 | 3500 | 4 | 14000 | 5 | 17500 | stock-6 weeks | 4.2105 | 14736.8421 | 4.4321 | 15512.4654
3/4 X 22 MACHINE BOLT | 283-063-80530 |  | AWG/SUPREME | WAS 8922 NOW IS MB-3/4X22 | MB-3/4X22 | 1500 | 3.1667 | 4750 | 3.9583 | 5937.5 | Initial manufacturing lead time 90 days. Thereafter will be held in stock with 90 days supply) | 3.3333 | 5000 | 3.5088 | 5263.1579
3/4 X 22 MACHINE BOLT | 283-063-80530 |  | POWERLINE | P8922 | MB-3/4X22 | 3500 | 6.5833 | 23041.6667 | 8.2292 | 28802.0833 | stock-6 weeks | 6.9298 | 24254.386 | 7.2946 | 25530.9326
3/4 X 22 MACHINE BOLT | 283-063-80530 |  | HUBBELL | 8922 | MB-3/4X22 | 3500 | 7.5 | 26250 | 9.375 | 32812.5 | stock-6 weeks | 7.8947 | 27631.5789 | 8.3102 | 29085.8726
3/4 X 22 MACHINE BOLT | 283-063-80530 |  | ALLIED | 8252 | MB-3/4X22 | 3500 | 4.3667 | 15283.3333 | 5.4583 | 19104.1667 | stock-6 weeks | 4.5965 | 16087.7193 | 4.8384 | 16934.4414
3/4 X 22 MACHINE BOLT | 283-063-80530 |  | ALUMAFORM | AF8922 | MB-3/4X22 | 1500 | 6.5167 | 22808.3333 | 8.1458 | 12218.75 | stock-6 weeks | 6.8596 | 24008.7719 | 7.2207 | 25272.3915
Bolt, Square Head, 3/4" x 24", Min Thread 6", Galvanized w/Nut | 283-063-20124 |  | POWERLINE | P8924 | MB-3/4X24 | 500 | 7.6833 | 3841.6667 | 9.6042 | 4802.0833 | stock-6 weeks | 8.0877 | 4043.8596 | 8.5134 | 4256.6944
Bolt, Square Head, 3/4" x 24", Min Thread 6", Galvanized w/Nut | 283-063-20124 |  | ALLIED | 8254 | MB-3/4X24 | 500 | 5.3833 | 2691.6667 | 6.7292 | 3364.5833 | stock-6 weeks | 5.6667 | 2833.3333 | 5.9649 | 2982.4561
Bolt, Square Head, 3/4" x 24", Min Thread 6", Galvanized w/Nut | 283-063-20124 |  | AWG/SUPREME | was S8924 now is MB-3/4X24 | MB-3/4X24 | 500 | 3.3333 | 1666.6667 | 4.1667 | 2083.3333 | stock-6 weeks | 3.5088 | 1754.386 | 3.6934 | 1846.7221
Bolt, Square Head, 3/4" x 24", Min Thread 6", Galvanized w/Nut | 283-063-20124 |  | HUBBELL | 8924 | MB-3/4X24 | 500 | 7.3167 | 3658.3333 | 9.1458 | 4572.9167 | stock-6 weeks | 7.7018 | 3850.8772 | 8.1071 | 4053.5549
Machine Bolts Size 3/4in-26in | 283-063-80126 |  | AWG/SUPREME | was S8926 NOW IS MB3/4X26 | MB3/4X26 | 3000 | 3.5 | 10500 | 4.375 | 13125 | VICTORY+D333:H333 | 3.6842 | 11052.6316 | 3.8781 | 11634.349
Machine Bolts Size 3/4in-26in | 283-063-80126 |  | HUBBELL | 8926 | MB3/4X26 | 3000 | 11.2167 | 33650 | 14.0208 | 42062.5 | stock-6 weeks | 11.807 | 35421.0526 | 12.4284 | 37285.3186
Machine Bolts Size 3/4in-26in | 283-063-80126 |  | POWERLINE | P8926 | MB3/4X26 | 3000 | 7.95 | 23850 | 9.9375 | 29812.5 | stock-6 weeks | 8.3684 | 25105.2632 | 8.8089 | 26426.5928
Machine Bolts Size 3/4in-26in | 283-063-80126 | NEW | ALLIED | 8255 | MB3/4X26 |  | 4.0833 | 0 | 5.1042 | 0 | stock-6 weeks | 4.2982 | 0 | 4.5245 | 0
Machine Bolts Size 3/4in-26in | 283-063-80126 | NEW | ALUMAFORM | AF8926 | MB3/4X26 |  | 10.4667 | 0 | 13.0833 | 0 | stock-6 weeks | 11.0175 | 0 | 11.5974 | 0
Bolt, Square Head, 3/4" x 30", Min Thread 6", Galvanized w/Nut | 283-063-20130 |  | HUBBELL | 8930 | MB-3/4X30 | 500 | 18.7167 | 9358.3333 | 23.3958 | 11697.9167 | stock-6 weeks | 19.7018 | 9850.8772 | 20.7387 | 10369.3444
Bolt, Square Head, 3/4" x 30", Min Thread 6", Galvanized w/Nut | 283-063-20130 | NEW | AWG/SUPREME | MB-3/4X30 | MB-3/4X30 |  | 4.1833 | 0 | 5.2292 | 0 | Initial manufacturing lead time 90 days. Thereafter will be held in stock with 90 days supply) | 4.4035 | 0 | 4.6353 | 0
Bolt, Square Head, 3/4" x 30", Min Thread 6", Galvanized w/Nut | 283-063-20130 | NEW | ALLIED | 8930 | MB-3/4X30 |  | 6 | 0 | 7.5 | 0 | stock-6 weeks | 6.3158 | 0 | 6.6482 | 0
MACHINE BOLT 1" X 16" | 283-063-81016 |  | HUBBELL | PSSB101600 | MB-1X16 | 2000 | 19.5333 | 39066.6667 | 24.4167 | 48833.3333 | STOCK -7 WEEKS | 20.5614 | 41122.807 | 21.6436 | 43287.1653
MACHINE BOLT 1" X 16" | 283-063-81016 |  | AWG/SUPREME | WAS S1X16 NOW IS MB1X16 | MB-1X16 | 2100 | 5.1833 | 10885 | 6.4792 | 13606.25 | Initial manufacturing lead time 90 days. Thereafter will be held in stock with 90 days supply) | 5.4561 | 11457.8947 | 5.7433 | 12060.9418
MACHINE BOLT 1" X 16" | 283-063-81016 |  | ALLIED | 8294 | MB-1X16 | 2000 | 7.9167 | 15833.3333 | 9.8958 | 19791.6667 | Initial manufacturing lead time 90 days. Thereafter will be held in stock with 90 days supply) | 8.3333 | 16666.6667 | 8.7719 | 17543.8596
MACHINE BOLT 1" x 18" | 283-063-81018 |  | HUBBELL | PSSB101800 | MB-1X18 | 2000 | 19.3833 | 38766.6667 | 24.2292 | 48458.3333 | STOCK -7 WEEKS | 20.4035 | 40807.0175 | 21.4774 | 42954.7553
MACHINE BOLT 1" x 18" | 283-063-81018 |  | AWG/SUPREME | WAS S1X18 NOW IS MB-1X18 | MB-1X18 | 2100 | 5.7 | 11970 | 7.125 | 14962.5 | Initial manufacturing lead time 90 days. Thereafter will be held in stock with 90 days supply) | 6 | 12600 | 6.3158 | 13263.1579
MACHINE BOLT 1" x 18" | 283-063-81018 |  | ALLIED | 8297 | MB-1X18 | 2000 | 8.5 | 17000 | 10.625 | 21250 | Initial manufacturing lead time 90 days. Thereafter will be held in stock with 90 days supply) | 8.9474 | 17894.7368 | 9.4183 | 18836.5651
MACHINE BOLT 1" x 20" | 283-063-81020 |  | HUBBELL | PSSB102000 | MB-1X20 | 2000 | 21.9667 | 43933.3333 | 27.4583 | 54916.6667 | STOCK -7 WEEKS | 23.1228 | 46245.614 | 24.3398 | 48679.5937
MACHINE BOLT 1" x 20" | 283-063-81020 |  | AWG/SUPREME | WAS S1X20 NOW IS MB-1X20 | MB-1X20 | 2100 | 6.15 | 12915 | 7.6875 | 16143.75 | Initial manufacturing lead time 90 days. Thereafter will be held in stock with 90 days supply) | 6.4737 | 13594.7368 | 6.8144 | 14310.2493
MACHINE BOLT 1" x 20" | 283-063-81020 |  | ALLIED | 8295 | MB-1X20 | 2000 | 9.0833 | 18166.6667 | 11.3542 | 22708.3333 | Initial manufacturing lead time 90 days. Thereafter will be held in stock with 90 days supply) | 9.5614 | 19122.807 | 10.0646 | 20129.2705
MACHINE BOLT 1" x 22" | 283-063-81022 |  | HUBBELL | PSSB102200 | MB-1X22 | 2000 | 23.55 | 47100 | 29.4375 | 58875 | STOCK -7 WEEKS | 24.7895 | 49578.9474 | 26.0942 | 52188.3657
MACHINE BOLT 1" x 22" | 283-063-81022 |  | AWG/SUPREME | WAS S1X22 NOW IS MB-1X22MB-1X22 | MB-1X22 | 2100 | 6.6667 | 14000 | 8.3333 | 17500 | Initial manufacturing lead time 90 days. Thereafter will be held in stock with 90 days supply) | 7.0175 | 14736.8421 | 7.3869 | 15512.4654
MACHINE BOLT 1" x 22" | 283-063-81022 |  | ALLIED | 8298 | MB-1X22 | 2000 | 9.6667 | 19333.3333 | 12.0833 | 24166.6667 | Initial manufacturing lead time 90 days. Thereafter will be held in stock with 90 days supply) | 10.1754 | 20350.8772 | 10.711 | 21421.976
Machine Bolts Size 1"-24" | 283-063-81024 |  | AWG/SUPREME | MB1X24 | MB1X24 | 2550 | 7.3667 | 18785 | 9.2083 | 23481.25 | Initial manufacturing lead time 90 days. Thereafter will be held in stock with 90 days supply) | 7.7544 | 19773.6842 | 8.1625 | 20814.4044
Machine Bolts Size 1"-24" | 283-063-81024 |  | ALLIED | 8299 | MB1X24 |  | 12.5 | 0 | 15.625 | 0 | stock - 6 weeks | 13.1579 | 0 | 13.8504 | 0
Machine Bolts Size 1"-24" | 283-063-81024 | NEW | HUBBELL | PSSB102400 | MB-1X22 |  | 23.1667 | 0 | 28.9583 | 0 | stock - 6 weeks | 24.386 | 0 | 25.6694 | 0
Machine Bolts Size 1"-26" | 283-063-81026 |  | AWG/SUPREME | MB1X26 | MB1X26 | 2550 | 7.8833 | 20102.5 | 9.8542 | 25128.125 | Initial manufacturing lead time 90 days. Thereafter will be held in stock with 90 days supply) | 8.2982 | 21160.5263 | 8.735 | 22274.2382
Machine Bolts Size 1"-26" | 283-063-81026 | NEW | ALLIED | 82995 | MB1X26 |  | 15 | 0 | 18.75 | 0 | stock - 6 weeks | 15.7895 | 0 | 16.6205 | 0
Machine Bolts Size 1"-26" | 283-063-81026 |  | HUBBELL | PSSB102600 | MB1X26 |  | 24.1667 | 0 | 30.2083 | 0 | stock - 6 weeks | 25.4386 | 0 | 26.7775 | 0
[9 empty] | 0 | 0 |  | 0 | 0 | 0 | 0
Bolt square head- 9 X 16 GALVA | 283-063-20116 |  | HUBBELL | C2050255 | MB-9X16 | 3500 | 9.7 | 33950 | 12.125 | 42437.5 | stock-6 weeks | 10.2105 | 35736.8421 | 10.7479 | 37617.7285
Bolt square head- 9 X 16 GALVA | 283-063-20116 | NEW | ALLIED | 8972 | MB-9X16 |  | 5.1667 | 0 | 6.4583 | 0 | stock-6 weeks | 5.4386 | 0 | 5.7248 | 0
Bolt square head- 9 X 16 GALVA | 283-063-20116 | NEW | ALUMAFORM | AF9066 | MB-9X16 |  | 9.8667 | 0 | 12.3333 | 0 | stock-6 weeks | 10.386 | 0 | 10.9326 | 0
[9 empty] | 0 | 0 |  | 0 | 0 | 0 | 0
BOLT SQUARE 3/4X10X18 | 283-063-20118 |  | HUBBELL | 8918 | MB-3/4X10X18 | 3500 | 5.8167 | 20358.3333 | 7.2708 | 25447.9167 | stock-6 weeks | 6.1228 | 21429.8246 | 6.4451 | 22557.7101
BOLT SQUARE 3/4X10X18 | 283-063-20118 | NEW | ALLIED | 8248 | MB-3/4X10X18 |  | 3.5 | 0 | 4.375 | 0 | stock-6 weeks | 3.6842 | 0 | 3.8781 | 0
BOLT SQUARE 3/4X10X18 | 283-063-20118 | NEW | ALUMAFORM | AF8918 | MB-3/4X10X18 |  | 6.3167 | 0 | 7.8958 | 0 | stock-6 weeks | 6.6491 | 0 | 6.9991 | 0
[8 empty] | 0 | 0 | 0 |  | 0 | 0 | 0 | 0
OVAL EYE BOLT 5/8" X 12" | 283-063-60512 |  | AWG/SUPREME | WAS XUP29962 NOW IS EB5/8X12 | EB5/8X12 | 1000 | 2.4667 | 2466.6667 | 3.0833 | 3083.3333 | Initial manufacturing lead time 90 days. Thereafter will be held in stock with 90 days supply) | 2.5965 | 2596.4912 | 2.7331 | 2733.1487
OVAL EYE BOLT 5/8" X 12" | 283-063-60512 |  | POWERLINE | P9412 | EB5/8X12 | 2000 | 3.4 | 6800 | 4.25 | 8500 | STOCK -7 WEEKS | 3.5789 | 7157.8947 | 3.7673 | 7534.626
OVAL EYE BOLT 5/8" X 12" | 283-063-60512 |  | HUBBELL | 29962 | EB5/8X12 | 2000 | 5.8167 | 11633.3333 | 7.2708 | 14541.6667 | STOCK -7 WEEKS | 6.1228 | 12245.614 | 6.4451 | 12890.12
OVAL EYE BOLT 5/8" X 12" | 283-063-60512 |  | ALUMAFORM | AF9412 | EB5/8X12 | 1000 | 4.7667 | 4766.6667 | 5.9583 | 5958.3333 | STOCK -7 WEEKS | 5.0175 | 5017.5439 | 5.2816 | 5281.6251
OVAL EYE BOLT 5/8" X 12" | 283-063-60512 | NEW | VICTORY | 581112 EYE HDG | EB5/8X12 |  | 4 | 0 | 5 | 0 | stock-6 weeks | 4.2105 | 0 | 4.4321 | 0
OVAL EYE BOLT 5/8" X 12" | 283-063-60512 | NEW | GRID POWER | U9412 | EB5/8X12 |  | 3.8167 | 0 | 4.7708 | 0 | STOCK TO 60 DAYS | 4.0175 | 0 | 4.229 | 0
OVAL EYE BOLT 5/8" X 12" | 283-063-60512 | NEW | ALLIED | 4104 | EB5/8X12 |  | 3.4167 | 0 | 4.2708 | 0 | stock-6 weeks | 3.5965 | 0 | 3.7858 | 0
OVAL EYE BOLT 5/8" X 14" | 283-063-60514 |  | HUBBELL | 29964 | EB5/8X14 | 3000 | 5.6833 | 17050 | 7.1042 | 21312.5 | STOCK -7 WEEKS | 5.9825 | 17947.3684 | 6.2973 | 18891.9668
OVAL EYE BOLT 5/8" X 14" | 283-063-60514 |  | POWERLINE | P9414 | EB5/8X14 | 3000 | 3.9333 | 11800 | 4.9167 | 14750 | STOCK -7 WEEKS | 4.1404 | 12421.0526 | 4.3583 | 13074.7922
OVAL EYE BOLT 5/8" X 14" | 283-063-60514 |  | AWG/SUPREME | WAS XUP29964 NOW IS EB5/8X14 | EB5/8X14 | 1500 | 2.6167 | 3925 | 3.2708 | 4906.25 | Initial manufacturing lead time 90 days. Thereafter will be held in stock with 90 days supply) | 2.7544 | 4131.5789 | 2.8994 | 4349.0305
OVAL EYE BOLT 5/8" X 14" | 283-063-60514 |  | ALUMAFORM | AF9414 | EB5/8X14 | 1500 | 0 | 0 | 0 | 0 | STOCK -7 WEEKS | 0 | 0 | 0 | 0
OVAL EYE BOLT 5/8" X 14" | 283-063-60514 | NEW | VICTORY | 581114 OVAL EYE | EB5/8X14 |  | 4.75 | 0 | 5.9375 | 0 | stock-6 weeks | 5 | 0 | 5.2632 | 0
OVAL EYE BOLT 5/8" X 14" | 283-063-60514 | NEW | GRID POWER | U9414 | EB5/8X14 |  | 3.8667 | 0 | 4.8333 | 0 | STOCK TO 60 DAYS | 4.0702 | 0 | 4.2844 | 0
OVAL EYE BOLT 5/8" X 14" | 283-063-60514 | NEW | ALLIED | 4105 | EB5/8X14 |  | 3.75 | 0 | 4.6875 | 0 | stock-6 weeks | 3.9474 | 0 | 4.1551 | 0
OVAL EYE BOLT 5/8" X 16" | 283-063-60516 |  | HUBBELL | 29966 | EB5/8X16 | 2000 | 6.3 | 12600 | 7.875 | 15750 | STOCK -7 WEEKS | 6.6316 | 13263.1579 | 6.9806 | 13961.2188
OVAL EYE BOLT 5/8" X 16" | 283-063-60516 |  | POWERLINE | P9416 | EB5/8X16 | 2000 | 5.05 | 10100 | 6.3125 | 12625 | STOCK -7 WEEKS | 5.3158 | 10631.5789 | 5.5956 | 11191.1357
OVAL EYE BOLT 5/8" X 16" | 283-063-60516 |  | AWG/SUPREME | WAS S9416 NOW IS EB5/8X16 | EB5/8X16 | 1000 | 2.85 | 2850 | 3.5625 | 3562.5 | Initial manufacturing lead time 90 days. Thereafter will be held in stock with 90 days supply) | 3 | 3000 | 3.1579 | 3157.8947
OVAL EYE BOLT 5/8" X 16" | 283-063-60516 |  | RICHARDS | RENUT-1 | EB5/8X16 | 2000 | 2.6 | 5200 | 3.25 | 6500 | STOCK -7 WEEKS | 2.7368 | 5473.6842 | 2.8809 | 5761.7729
OVAL EYE BOLT 5/8" X 16" | 283-063-60516 |  | ALUMAFORM | AF9416 | EB5/8X16 | 1000 | 5.6333 | 5633.3333 | 7.0417 | 7041.6667 | STOCK -7 WEEKS | 5.9298 | 5929.8246 | 6.2419 | 6241.9206
OVAL EYE BOLT 5/8" X 16" | 283-063-60516 | NEW | GRID POWER | U9416 |  |  | 4.05 | 0 | 5.0625 | 0 | STOCK TO 60 DAYS | 4.2632 | 0 | 4.4875 | 0
Eye Bolts 5/8 X 18 |  |  | HUBBELL | 29968 | EB5/8X18 | 3500 | 8.0667 | 28233.3333 | 10.0833 | 35291.6667 | stock-6 weeks | 8.4912 | 29719.2982 | 8.9381 | 31283.4718
Eye Bolts 5/8 X 18 |  |  | POWERLINE | P9418 | EB5/8X18 | 3500 | 5.4667 | 19133.3333 | 6.8333 | 23916.6667 | stock-6 weeks | 5.7544 | 20140.3509 | 6.0572 | 21200.3693
Eye Bolts 5/8 X 18 |  |  | AWG/SUPREME | WAS S9418 NOW IS EB5/8X18 | EB5/8X18 | 3500 | 3.0667 | 10733.3333 | 3.8333 | 13416.6667 | Initial manufacturing lead time 90 days. Thereafter will be held in stock with 90 days supply) | 3.2281 | 11298.2456 | 3.398 | 11892.8901
Eye Bolts 5/8 X 18 |  | NEW | ALUMAFORM | AF9418 | EB5/8X18 |  | 6.45 | 0 | 8.0625 | 0 | stock-6 weeks | 6.7895 | 0 | 7.1468 | 0
Eye Bolts 5/8 X 18 |  | NEW | ALLIED | 4107 | EB5/8X18 |  | 4.4167 | 0 | 5.5208 | 0 | stock-6 weeks | 4.6491 | 0 | 4.8938 | 0
OVAL EYE BOLT 5/8" X 26" | 283-063-60531 |  | HUBBELL | 2997026 | EB5/8X26 | 2000 | 18.6833 | 37366.6667 | 23.3542 | 46708.3333 | STOCK -7 WEEKS | 19.6667 | 39333.3333 | 20.7018 | 41403.5088
OVAL EYE BOLT 5/8" X 26" | 283-063-60531 |  | AWG/SUPREME | WAS S2997026 NOW IS EB5/8X26 | EB5/8X26 | 2000 | 4.6333 | 9266.6667 | 5.7917 | 11583.3333 | Initial manufacturing lead time 90 days. Thereafter will be held in stock with 90 days supply) | 4.8772 | 9754.386 | 5.1339 | 10267.7747
3/4 x 16" EYE BOLT |  |  | AWG/SUPREME/ACTION | EB3/4X16 | EB3/4X16 | 3000 | 4.3333 | 13000 | 5.4167 | 16250 | Initial manufacturing lead time 90 days. Thereafter will be held in stock with 90 days supply) | 4.5614 | 13684.2105 | 4.8015 | 14404.4321
3/4 x 16" EYE BOLT |  |  | POWERLINE | P9516 | EB3/4X16 | 3000 | 5.4667 | 16400 | 6.8333 | 20500 | stock-6 weeks | 5.7544 | 17263.1579 | 6.0572 | 18171.7452
3/4 x 16" EYE BOLT |  | NEW | ALLIED | 4116 | EB3/4X16 |  | 6.05 | 0 | 7.5625 | 0 | stock-6 weeks | 6.3684 | 0 | 6.7036 | 0
3/4 x 16" EYE BOLT |  | NEW | HUBBELL | 29986 | EB3/4X16 |  | 11.0833 | 0 | 13.8542 | 0 | stock-6 weeks | 11.6667 | 0 | 12.2807 | 0
3/4 all thread 14 ROD (DA BOLT WITH 4 NUTS | 283-063-42014 |  | HUBBELL | 8884 | RT-3/4X14 | 1000 | 7.1 | 7100 | 8.875 | 8875 | stock-6 weeks | 7.4737 | 7473.6842 | 7.867 | 7867.036
3/4 all thread 14 ROD (DA BOLT WITH 4 NUTS | 283-063-42014 | NEW | AWG/SUPREME | RT-3/4X14 | RT-3/4X14 |  | 2.6167 | 0 | 3.2708 | 0 | Initial manufacturing lead time 90 days. Thereafter will be held in stock with 90 days supply) | 2.7544 | 0 | 2.8994 | 0
3/4 all thread 14 ROD (DA BOLT WITH 4 NUTS | 283-063-42014 | NEW | ALLIED | 5980 | RT-3/4X14 |  | 3.4167 | 0 | 4.2708 | 0 | stock-6 weeks | 3.5965 | 0 | 3.7858 | 0
3/4 all thread 14 ROD (DA BOLT WITH 4 NUTS | 283-063-42014 | NEW | ALUMAFORM | AF8884 | RT-3/4X14 |  | 8.0833 | 0 | 10.1042 | 0 | stock-6 weeks | 8.5088 | 0 | 8.9566 | 0
3/4 all thread 14 ROD (DA BOLT WITH 4 NUTS | 283-063-42014 | NEW | VICTORY | 341014 DA HDG |  |  | 4.9333 | 0 | 6.1667 | 0 | stock-6 weeks | 5.193 | 0 | 5.4663 | 0
3/4 all thread 16 ROD | 283-063-42016 |  | HUBBELL | 8886 | RT-3/4X16 | 1000 | 8.1167 | 8116.6667 | 10.1458 | 10145.8333 | stock-6 weeks | 8.5439 | 8543.8596 | 8.9935 | 8993.5365
3/4 all thread 16 ROD | 283-063-42016 | NEW | AWG/SUPREME | RT-3/4X16 | RT-3/4X16 |  | 2.8333 | 0 | 3.5417 | 0 | Initial manufacturing lead time 90 days. Thereafter will be held in stock with 90 days supply) | 2.9825 | 0 | 3.1394 | 0
3/4 all thread 16 ROD | 283-063-42016 | NEW | ALLIED | 5982 | RT-3/4X16 |  | 3.75 | 0 | 4.6875 | 0 | stock-6 weeks | 3.9474 | 0 | 4.1551 | 0
3/4 all thread 16 ROD | 283-063-42016 | NEW | ALUMAFORM | AF8886 | RT-3/4X16 |  | 7.0833 | 0 | 8.8542 | 0 | stock-6 weeks | 7.4561 | 0 | 7.8486 | 0
3/4 all thread 16 ROD | 283-063-42016 | NEW | VICTORY | 341016 DA HDG | RT-3/4X16 |  | 4.5833 | 0 | 5.7292 | 0 | stock-6 weeks | 4.8246 | 0 | 5.0785 | 0
3/4 all thread 18 ROD |  |  | HUBBELL | 8888 | RT-3/4X18 | 1000 | 8.4 | 8400 | 10.5 | 10500 | stock-6 weeks | 8.8421 | 8842.1053 | 9.3075 | 9307.4792
3/4 all thread 18 ROD |  | NEW | AWG/SUPREME | RT-3/4X18 | RT-3/4X18 |  | 3.1 | 0 | 3.875 | 0 | Initial manufacturing lead time 90 days. Thereafter will be held in stock with 90 days supply) | 3.2632 | 0 | 3.4349 | 0
3/4 all thread 18 ROD |  | NEW | ALLIED | 5984 | RT-3/4X18 |  | 4.0833 | 0 | 5.1042 | 0 | stock-6 weeks | 4.2982 | 0 | 4.5245 | 0
3/4 all thread 18 ROD |  | NEW | ALUMAFORM | AF8888 | RT-3/4X18 |  | 6.7 | 0 | 8.375 | 0 | stock-6 weeks | 7.0526 | 0 | 7.4238 | 0
3/4 all thread 18 ROD |  | NEW | VICTORY | 341018 DA HDG | RT-3/4X18 |  | 6.25 | 0 | 7.8125 | 0 | stock-6 weeks | 6.5789 | 0 | 6.9252 | 0
3/4 all thread 22 ROD |  |  | HUBBELL | PS8892CW | RT-3/4X22 | 1000 | 12.55 | 12550 | 15.6875 | 15687.5 | stock-6 weeks | 13.2105 | 13210.5263 | 13.9058 | 13905.8172
3/4 all thread 22 ROD |  | NEW | AWG/SUPREME | RT-3/4X22 | RT-3/4X22 |  | 3.5833 | 0 | 4.4792 | 0 | Initial manufacturing lead time 90 days. Thereafter will be held in stock with 90 days supply) | 3.7719 | 0 | 3.9705 | 0
3/4 all thread 22 ROD |  | NEW | ALLIED | 5988 | RT-3/4X22 |  | 4.4167 | 0 | 5.5208 | 0 | stock-6 weeks | 4.6491 | 0 | 4.8938 | 0
3/4 all thread 22 ROD |  | NEW | VICTORY | 341022 DA HDG |  |  | 6.25 | 0 | 7.8125 | 0 | stock-6 weeks | 6.5789 | 0 | 6.9252 | 0
3/4 all thread 24 ROD |  |  | HUBBELL | 8894 | RT-3/4X24 | 1000 | 10.1 | 10100 | 12.625 | 12625 | stock-6 weeks | 10.6316 | 10631.5789 | 11.1911 | 11191.1357
3/4 all thread 24 ROD |  | NEW | AWG/SUPREME | RT-3/4X24 | RT-3/4X24 |  | 3.8333 | 0 | 4.7917 | 0 | Initial manufacturing lead time 90 days. Thereafter will be held in stock with 90 days supply) | 4.0351 | 0 | 4.2475 | 0
3/4 all thread 24 ROD |  | NEW | ALLIED | 5990 | RT-3/4X24 |  | 4.75 | 0 | 5.9375 | 0 | stock-6 weeks | 5 | 0 | 5.2632 | 0
3/4 all thread 24 ROD |  | NEW | VICTORY | 341024 DA HDG | RT-3/4X24 |  | 8.3333 | 0 | 10.4167 | 0 | stock-6 weeks | 8.7719 | 0 | 9.2336 | 0
3/4 all thread 26 |  |  | AWG/SUPREME | RT-3/4X26 | RT-3/4X26 | 500 | 4 | 2000 | 5 | 2500 | Initial manufacturing lead time 90 days. Thereafter will be held in stock with 90 days supply) | 4.2105 | 2105.2632 | 4.4321 | 2216.0665
3/4 all thread 26 |  | NEW | ALLIED | 5992 | RT-3/4X26 |  | 5.1667 | 0 | 6.4583 | 0 | stock - 6 weeks | 5.4386 | 0 | 5.7248 | 0
3/4 all thread 26 |  | NEW | VICTORY | 341026 DA HDG | RT-3/4X26 |  | 8.4167 | 0 | 10.5208 | 0 | stock-6 weeks | 8.8596 | 0 | 9.3259 | 0
3/4 all thread 26 |  | NEW | HUBBELL | 8896 | RT-3/4X26 |  | 9.8 | 0 | 12.25 | 0 | stock-6 weeks | 10.3158 | 0 | 10.8587 | 0
3/4 all thread 28 |  |  | AWG/SUPREME | RT-3/4X28 | RT-3/4X28 | 500 | 4.1667 | 2083.3333 | 5.2083 | 2604.1667 | Initial manufacturing lead time 90 days. Thereafter will be held in stock with 90 days supply) | 4.386 | 2192.9825 | 4.6168 | 2308.4026
3/4 all thread 28 |  | NEW | ALLIED | 5994 | RT-3/4X28 |  | 5.5 | 0 | 6.875 | 0 | stock - 6 weeks | 5.7895 | 0 | 6.0942 | 0
3/4 all thread 28 |  | NEW | ALUMAFORM | AF8897 | RT-3/4X28 |  | 7.6333 | 0 | 9.5417 | 0 | stock-6 weeks | 8.0351 | 0 | 8.458 | 0
3/4 all thread 28 |  | NEW | VICTORY | 341028 DA HDG 4SQ | RT-3/4X28 |  | 8.5 | 0 | 10.625 | 0 | stock-6 weeks | 8.9474 | 0 | 9.4183 | 0
3/4 all thread 28 |  | NEW | HUBBELL | 8897 | RT-3/4X28 |  | 10.6833 | 0 | 13.3542 | 0 | stock-6 weeks | 11.2456 | 0 | 11.8375 | 0
DOUBLE ARMING BOLT 5/8 X 18 | 283-063-40518 |  | HUBBELL | 8868 | DA-5/8X18 | 2000 | 4.9667 | 9933.3333 | 6.2083 | 12416.6667 | STOCK -7 WEEKS | 5.2281 | 10456.1404 | 5.5032 | 11006.4635
DOUBLE ARMING BOLT 5/8 X 18 | 283-063-40518 |  | POWERLINE | P8868 | DA-5/8X18 | 2000 | 3.4667 | 6933.3333 | 4.3333 | 8666.6667 | STOCK -7 WEEKS | 3.6491 | 7298.2456 | 3.8412 | 7682.3638
DOUBLE ARMING BOLT 5/8 X 18 | 283-063-40518 |  | AWG/SUPREME | WAS S8868 NOW IS DA-5/8X18 | DA-5/8X18 | 1000 | 2.3333 | 2333.3333 | 2.9167 | 2916.6667 | Initial manufacturing lead time 90 days. Thereafter will be held in stock with 90 days supply) | 2.4561 | 2456.1404 | 2.5854 | 2585.4109
DOUBLE ARMING BOLT 5/8 X 18 | 283-063-40518 |  | ALUMAFORM | AF8868 | DA-5/8X18 | 1000 | 3.8333 | 3833.3333 | 4.7917 | 4791.6667 | STOCK -7 WEEKS | 4.0351 | 4035.0877 | 4.2475 | 4247.4608
DOUBLE ARMING BOLT 5/8 X 18 | 283-063-40518 | NEW | VICTORY | 581118 DA HDG | DA-5/8X18 |  | 3.3 | 0 | 4.125 | 0 | stock-6 weeks | 3.4737 | 0 | 3.6565 | 0
DOUBLE ARMING BOLT 5/8 X 18 | 283-063-40518 | NEW | ALLIED | 5958 | DA-5/8X18 |  | 2.9167 | 0 | 3.6458 | 0 | STOCK -6 WEEKS | 3.0702 | 0 | 3.2318 | 0
DOUBLE ARMING BOLT 5/8" X 22" | 283-063-40522 |  | HUBBELL | WAS 19792 NOW IS 8872 | DA-5/8X22 | 2000 | 5.2 | 10400 | 6.5 | 13000 | STOCK -7 WEEKS | 5.4737 | 10947.3684 | 5.7618 | 11523.5457
DOUBLE ARMING BOLT 5/8" X 22" | 283-063-40522 |  | POWERLINE | P8872 | DA-5/8X22 | 2000 | 3.9167 | 7833.3333 | 4.8958 | 9791.6667 | STOCK -7 WEEKS | 4.1228 | 8245.614 | 4.3398 | 8679.5937
DOUBLE ARMING BOLT 5/8" X 22" | 283-063-40522 |  | ALLIED | 8234 | DA-5/8X22 | 2000 | 2.7167 | 5433.3333 | 3.3958 | 6791.6667 | STOCK -7 WEEKS | 2.8596 | 5719.2982 | 3.0102 | 6020.3139
DOUBLE ARMING BOLT 5/8" X 22" | 283-063-40522 |  | AWG/SUPREME | WAS S8872 NOW IS DA-5/8X22 | DA-5/8X22 | 1000 | 2.5833 | 2583.3333 | 3.2292 | 3229.1667 | Initial manufacturing lead time 90 days. Thereafter will be held in stock with 90 days supply) | 2.7193 | 2719.2982 | 2.8624 | 2862.4192
DOUBLE ARMING BOLT 5/8" X 22" | 283-063-40522 |  | MACLEAN | J8872 | DA-5/8X22 | 2000 | 5.6833 | 11366.6667 | 7.1042 | 14208.3333 | Initial manufacturing lead time 90 days. Thereafter will be held in stock with 90 days supply) | 5.9825 | 11964.9123 | 6.2973 | 12594.6445
DOUBLE ARMING BOLT 5/8" X 22" | 283-063-40522 | NEW | VICTORY | 581122 DA HDG | DA-5/8X22 |  | 5 | 0 | 6.25 | 0 | stock-6 weeks | 5.2632 | 0 | 5.5402 | 0
DOUBLE ARMING BOLT 5/8" X 24" | 283-063-40524 |  | HUBBELL | 8874 | DA-5/8X24 | 2000 | 6.2167 | 12433.3333 | 7.7708 | 15541.6667 | STOCK -7 WEEKS | 6.5439 | 13087.7193 | 6.8883 | 13776.5466
DOUBLE ARMING BOLT 5/8" X 24" | 283-063-40524 |  | POWERLINE / ALUMAFORM | AF8872 | DA-5/8X24 | 2000 | 4.15 | 8300 | 5.1875 | 10375 | STOCK -7 WEEKS | 4.3684 | 8736.8421 | 4.5983 | 9196.6759
DOUBLE ARMING BOLT 5/8" X 24" | 283-063-40524 |  | POWERLINE | P8874 | DA-5/8X24 | 2000 | 4.3167 | 8633.3333 | 5.3958 | 10791.6667 | stock-6 weeks | 4.5439 | 9087.7193 | 4.783 | 9566.0203
DOUBLE ARMING BOLT 5/8" X 24" | 283-063-40524 |  | AWG/SUPREME | WAS S8874 NOW IS DA-5/8X24 | DA-5/8X24 | 1000 | 2.75 | 2750 | 3.4375 | 3437.5 | Initial manufacturing lead time 90 days. Thereafter will be held in stock with 90 days supply) | 2.8947 | 2894.7368 | 3.0471 | 3047.0914
DOUBLE ARMING BOLT 5/8" X 24" | 283-063-40524 |  | ALUMAFORM | AF8874 | DA-5/8X24 | 1000 | 4.5 | 4500 | 5.625 | 5625 | STOCK -7 WEEKS | 4.7368 | 4736.8421 | 4.9861 | 4986.1496
DOUBLE ARMING BOLT 5/8" X 24" | 283-063-40524 | NEW | ALLIED | 5964 | DA-5/8X24 |  | 3.6667 | 0 | 4.5833 | 0 | stock-6 weeks | 3.8596 | 0 | 4.0628 | 0
DOUBLE ARMING BOLT 5/8" X 24" | 283-063-40524 | NEW | VICTORY | 581124 DA HDG | DA-5/8X24 |  | 4.5833 | 0 | 5.7292 | 0 | stock-6 weeks | 4.8246 | 0 | 5.0785 | 0
DOUBLE ARMING BOLT 5/8" X 24" | 283-063-40524 | NEW | GRID POWER | U8874 | DA-5/8X24 |  | 3.6333 | 0 | 4.5417 | 0 | STOCK TO 60 DAYS | 3.8246 | 0 | 4.0259 | 0
Bolt, Double Arming, 3/4"x 28", Galvanized | 283-063-40528 |  | HUBBELL | 8897 | DA-3/4X28 | 5000 | 10.6833 | 53416.6667 | 13.3542 | 66770.8333 | stock-6 weeks | 11.2456 | 56228.0702 | 11.8375 | 59187.4423
Bolt, Double Arming, 3/4"x 28", Galvanized | 283-063-40528 | NEW | AWG/SUPREME | RT-3/4X28 | RT-3/4X28 | 500 | 4.1667 | 2083.3333 | 5.2083 | 2604.1667 | Initial manufacturing lead time 90 days. Thereafter will be held in stock with 90 days supply) | 4.386 | 2192.9825 | 4.6168 | 2308.4026
Bolt, Double Arming, 3/4"x 28", Galvanized | 283-063-40528 | NEW | ALLIED | 5968 | DA-3/4X28 |  | 4 | 0 | 5 | 0 | stock-6 weeks | 4.2105 | 0 | 4.4321 | 0
Bolt, Double Arming, 3/4"x 28", Galvanized | 283-063-40528 | NEW | ALUMAFORM | AF8897 | RT-3/4X28 |  | 7.6333 | 0 | 9.5417 | 0 | stock-6 weeks | 8.0351 | 0 | 8.458 | 0
Bolt, Double Arming, 3/4"x 28", Galvanized | 283-063-40528 | NEW | VICTORY | 341028 DA HDG 4SQ | RT-3/4X28 |  | 8.5 | 0 | 10.625 | 0 | stock-6 weeks | 8.9474 | 0 | 9.4183 | 0
Bolt, Double Arming, 3/4"x 28", Galvanized | 283-063-40528 | NEW | POWERLINE | P8897 | DA-3/4X28 |  | 8.3167 | 0 | 10.3958 | 0 | stock-6 weeks | 8.7544 | 0 | 9.2151 | 0
Bolt, Double Arming, 3/4" x 32", Galvanized WITH 4 NUTS | 283-063-40532 | NEW | ALLIED | 5997 | DA-3/4x32 | 100 | 12.15 | 1215 | 15.1875 | 1518.75 | stock-6 weeks | 12.7895 | 1278.9474 | 13.4626 | 1346.2604
Bolt, Double Arming, 3/4" x 32", Galvanized WITH 4 NUTS | 283-063-40532 | NEW | HUBBELL | 889832 | DA-3/4x32 |  | 16.15 | 0 | 20.1875 | 0 | stock-8 weeks | 17 | 0 | 17.8947 | 0
Bolt, Double Arming, 3/4" x 32", Galvanized WITH 4 NUTS | 283-063-40532 | NEW | AWG/SUPREME | DA-3/4x32 | DA-3/4x32 |  | 5.1667 | 0 | 6.4583 | 0 | Initial manufacturing lead time 90 days. Thereafter will be held in stock with 90 days supply) | 5.4386 | 0 | 5.7248 | 0
Bolt, Double Arming, 3/4" x 32", Galvanized WITH 4 NUTS | 283-063-40532 | NEW | POWERLINE | P8899 | DA-3/4x32 |  | 9.9167 | 0 | 12.3958 | 0 | stock-6 weeks | 10.4386 | 0 | 10.988 | 0
Bolt, Double Arming, 3/4" x 32", Galvanized WITH 4 NUTS | 283-063-40532 | NEW | VICTORY | 341032 DA HDG | DA-3/4x32 |  | 8.75 | 0 | 10.9375 | 0 | stock-6 weeks | 9.2105 | 0 | 9.6953 | 0
Pole Brace Connector Bracket Pole Range: 6 in -11 in 4 x 4 Adjustment Range: 0-90 Hinge Bold Dia:3/4 Mounting Bolt Dia: 3/4 Weight:1300 lbs |  |  | MACLEAN | PAX138 | PLCB-4X8 | 500 | 83.9667 | 41983.3333 | 104.9583 | 52479.1667 | stock-6 weeks | 88.386 | 44192.9825 | 93.0379 | 46518.9289
Pole Brace Connector Bracket Pole Range: 6 in -11 in 4 x 4 Adjustment Range: 0-90 Hinge Bold Dia:3/4 Mounting Bolt Dia: 3/4 Weight:1300 lbs |  | NEW | HUBBELL | SG611 | PLCB-4X8 |  | 129.4667 | 0 | 161.8333 | 0 | 10 - 13 WEEKS | 136.2807 | 0 | 143.4534 | 0
Pole Brace Connector Bracket Pole Range: 6 in -11 in 4 x 4 Adjustment Range: 0-90 Hinge Bold Dia:3/4 Mounting Bolt Dia: 3/4 Weight:1300 lbs |  | NEW | ALLIED | 2090 | PLCB-4X8 |  | 50 | 0 | 62.5 | 0 | stock-6 weeks | 52.6316 | 0 | 55.4017 | 0
LAG SCREW 1/2 x 5 |  |  | HUBBELL | 508755 | LAG-SCREW-1/2X5 | 500 | 1.7 | 850 | 2.125 | 1062.5 | stock-6 weeks | 1.7895 | 894.7368 | 1.8837 | 941.8283
LAG SCREW 1/2 x 5 |  | NEW | AWG/SUPREME | LAG-SCREW-1/2X5 | LAG-SCREW-1/2X5 |  | 0.5 | 0 | 0.625 | 0 | 90-120 days for first order then stock thereafter | 0.52632 | 0 | 0.55402 | 0
LAG SCREW 1/2 x 5 |  | NEW | ALLIED | 379 | LAG-SCREW-1/2X5 |  | 0.63333 | 0 | 0.79167 | 0 | stock-6 weeks | 0.66667 | 0 | 0.70175 | 0
LAG SCREW 3/8 x 2 1/2 |  |  | HUBBELL | DF6L250 | LAG-SCREW-3/8X21/2IN | 500 | 0.83333 | 416.6667 | 1.0417 | 520.8333 | stock-6 weeks | 0.87719 | 438.5965 | 0.92336 | 461.6805
LAG SCREW 3/8 x 2 1/2 |  | NEW | AWG/SUPREME | LAG-SCREW-3/8X21/2IN | LAG-SCREW-3/8X21/2IN |  | 0.55 | 0 | 0.6875 | 0 | Initial manufacturing lead time 90 days. Thereafter will be held in stock with 90 days supply) | 0.57895 | 0 | 0.60942 | 0
LAG SCREW 3/8 x 2 1/2 |  | NEW | ALLIED | 530 | LAG-SCREW-3/8X21/2IN |  | 0.31667 | 0 | 0.39583 | 0 | stock-6 weeks | 0.33333 | 0 | 0.35088 | 0
1" x 14 all thread | 283-063-41514 |  | HUBBELL | PSDA101400 | RT-1X14 | 2500 | no longer made | no longer made |  |  |  |  | #VALUE! | 0 | #VALUE!
1" x 14 all thread | 283-063-41514 |  | AWG/SUPREME | WAS SPSDA101400 NOW IS RT-1X14 | RT-1X14 | 5000 | 6.0833 | 30416.6667 | 7.6042 | 38020.8333 | Initial manufacturing lead time 90 days. Thereafter will be held in stock with 90 days supply) | 6.4035 | 32017.5439 | 6.7405 | 33702.6777
1" x 14 all thread | 283-063-41514 | NEW | VICTORY | 1814 DA HDG |  |  | 12.9167 | 0 | 16.1458 | 0 |  | 13.5965 | 0 | 14.3121 | 0
1" x 14 all thread | 283-063-41514 |  | ALLIED | 6751 | RT-1X14 |  | 10 | 0 | 12.5 | 0 | stock - 6 weeks | 10.5263 | 0 | 11.0803 | 0
1" x 16 all thread | 283-063-41516 |  | HUBBELL | PSDA101600 | RT-1X16 | 2500 | 25.4667 | 63666.6667 | 31.8333 | 79583.3333 | STOCK -7 WEEKS | 26.807 | 67017.5439 | 28.2179 | 70544.783
1" x 16 all thread | 283-063-41516 |  | AWG/SUPREME | WAS SPSDA101600 NOW IS RT-1X16 | RT-1X16 | 2600 | 6.5833 | 17116.6667 | 8.2292 | 21395.8333 | Initial manufacturing lead time 90 days. Thereafter will be held in stock with 90 days supply) | 6.9298 | 18017.5439 | 7.2946 | 18965.8356
1" x 16 all thread | 283-063-41516 | NEW | ALLIED | 6752 | RT-1X16 |  | 10.8333 | 0 | 13.5417 | 0 | STOCK -6 WEEKS | 11.4035 | 0 | 12.0037 | 0
1" x 16 all thread | 283-063-41516 | NEW | VICTORY | 1816 DA HDG |  |  | 14.5833 | 0 | 18.2292 | 0 | STOCK -7 WEEKS | 15.3509 | 0 | 16.1588 | 0
1" x 18 all thread | 283-063-41518 |  | HUBBELL | PSDA101800 | RT-1X18 | 2500 | 25.1 | 62750 | 31.375 | 78437.5 | STOCK -7 WEEKS | 26.4211 | 66052.6316 | 27.8116 | 69529.0859
1" x 18 all thread | 283-063-41518 |  | AWG/SUPREME | WAS SPSDA101800 NOW IS RT-1X18 | RT-1X18 | 2600 | 7.0833 | 18416.6667 | 8.8542 | 23020.8333 | Initial manufacturing lead time 90 days. Thereafter will be held in stock with 90 days supply) | 7.4561 | 19385.9649 | 7.8486 | 20406.2789
1" x 18 all thread | 283-063-41518 | NEW | ALLIED | 6753 | RT-1X18 |  | 11.6667 | 0 | 14.5833 | 0 | STOCK -6 WEEKS | 12.2807 | 0 | 12.9271 | 0
1" x 18 all thread | 283-063-41518 | NEW | VICTORY | 1818 DA HDG |  |  | 15.8167 | 0 | 19.7708 | 0 | STOCK -7 WEEKS | 16.6491 | 0 | 17.5254 | 0
1" x 20 all thread | 283-063-41520 |  | HUBBELL | PSDA102000 | RT-1X20" | 2500 | 31.2 | 78000 | 39 | 97500 | STOCK -7 WEEKS | 32.8421 | 82105.2632 | 34.5706 | 86426.5928
1" x 20 all thread | 283-063-41520 |  | AWG/SUPREME | RT-1X20 | RT-1X20" | 2600 | 7.6667 | 19933.3333 | 9.5833 | 24916.6667 | Initial manufacturing lead time 90 days. Thereafter will be held in stock with 90 days supply) | 8.0702 | 20982.4561 | 8.4949 | 22086.7959
1" x 20 all thread | 283-063-41520 | NEW | ALLIED | 6754 | RT-1X20" |  | 13.3333 | 0 | 16.6667 | 0 | STOCK -6 WEEKS | 14.0351 | 0 | 14.7738 | 0
1" x 20 all thread | 283-063-41520 | NEW | VICTORY | 1820 DA HDG
1" x 22 all thread | 283-063-41522 |  | HUBBELL | WAS SPSDA102000 NOW IS PSDA102200 | RT-1X22 | 1500 | 30.6333 | 45950 | 38.2917 | 57437.5 | STOCK -7 WEEKS | 32.2456 | 48368.4211 | 33.9428 | 50914.1274
1" x 22 all thread | 283-063-41522 |  | AWG/SUPREME | RT-1X22 | RT-1X22 | 1500 | 8.1667 | 12250 | 10.2083 | 15312.5 | Initial manufacturing lead time 90 days. Thereafter will be held in stock with 90 days supply) | 8.5965 | 12894.7368 | 9.0489 | 13573.4072
1" x 22 all thread | 283-063-41522 | NEW | ALLIED | 6755 | RT-1X22 |  | 14.1667 | 0 | 17.7083 | 0 | STOCK -6 WEEKS | 14.9123 | 0 | 15.6971 | 0
1" x 22 all thread | 283-063-41522 | NEW | VICTORY | 1822 DA HDG |  |  | 17.3667 | 0 | 21.7083 | 0 | STOCK -7 WEEKS | 18.2807 | 0 | 19.2428 | 0
Eye, Bolt Eyelet 3/4" | 283-429-04002 |  | HUBBELL | B14B | ELB-3/4 | 3500 | 5.2167 | 18258.3333 | 6.5208 | 22822.9167 | stock-6 weeks | 5.4912 | 19219.2982 | 5.7802 | 20230.8403
Eye, Bolt Eyelet 3/4" | 283-429-04002 | NEW | AWG/SUPREME | ELB-3/4 | ELB-3/4 |  | 3.5833 | 0 | 4.4792 | 0 | Initial manufacturing lead time 90 days. Thereafter will be held in stock with 90 days supply) | 3.7719 | 0 | 3.9705 | 0
Eye, Bolt Eyelet 3/4" | 283-429-04002 | NEW | ALLIED | 2055 | ELB-3/4 |  | 4.0833 | 0 | 5.1042 | 0 | stock-6 weeks | 4.2982 | 0 | 4.5245 | 0
Eye, Bolt Eyelet 5/8" | 283-429-04058 |  | HUBBELL | B14A | ELB-5/8 | 6200 | 4.3833 | 27176.6667 | 5.4792 | 33970.8333 | stock-6 weeks | 4.614 | 28607.0175 | 4.8569 | 30112.65
Eye, Bolt Eyelet 5/8" | 283-429-04058 |  | ALLIED | 2054 | ELB-5/8 | 6200 | 5 | 31000 | 6.25 | 38750 | stock-6 weeks | 5.2632 | 32631.5789 | 5.5402 | 34349.0305
Eye, Bolt Eyelet 5/8" | 283-429-04058 | NEW | AWG/SUPREME | ELB-5/8 | ELB-5/8 |  | 2.5 | 0 | 3.125 | 0 | Initial manufacturing lead time 90 days. Thereafter will be held in stock with 90 days supply) | 2.6316 | 0 | 2.7701 | 0
CONNECTORS
CONNECTOR BOLTED ALUM 6-2 | 283-173-59002 |  | HUBBELL | GA-9002L | CON-VICE-6-2 | 10000 | 6.35 | 63500 | 7.9375 | 79375 | STOCK -7 WEEKS | 6.6842 | 66842.1053 | 7.036 | 70360.1108
CONNECTOR BOLTED ALUM 6-2 | 283-173-59002 |  | RICHARDS | APC-7 | CON-VICE-6-2 | 10000 | 5.2 | 52000 | 6.5 | 65000 | STOCK -7 WEEKS | 5.4737 | 54736.8421 | 5.7618 | 57617.7285
CONNECTOR BOLTED ALUM 6-2 | 283-173-59002 | NEW | GRID POWER | AVC-9002L | CON-VICE-6-2 |  | 4.0426 | 0 | 5.0532 | 0 | STOCK -7 WEEKS | 4.2553 | 0 | 4.4793 | 0
CONNECTOR BOLTED ALUM 6-1/0 | 283-173-59020 |  | HUBBELL | GA9020LSS | C-PG-6-1/0 | 15000 | 5.6167 | 84250 | 7.0208 | 105312.5 | STOCK -7 WEEKS | 5.9123 | 88684.2105 | 6.2235 | 93351.8006
CONNECTOR BOLTED ALUM 6-1/0 | 283-173-59020 |  | MACLEAN | AVC-20 | C-PG-6-1/0 | 15000 | 8.6 | 129000 | 10.75 | 161250 | STOCK -7 WEEKS | 9.0526 | 135789.4737 | 9.5291 | 142936.2881
CONNECTOR BOLTED ALUM 6-1/0 | 283-173-59020 | NEW | GRID POWER | AVC-9020LSS | C-PG-6-1/0 |  | 6.0167 | 0 | 7.5208 | 0 | STOCK -7 WEEKS | 6.3333 | 0 | 6.6667 | 0
CONNECTOR BOLTED ALUM 4/0 ACSR | 283-173-59040 |  | HUBBELL | GA9040L | C-PG-1/0-400 | 8000 | 13.25 | 106000 | 16.5625 | 132500 | STOCK -7 WEEKS | 13.9474 | 111578.9474 | 14.6814 | 117451.5235
CONNECTOR BOLTED ALUM 4/0 ACSR | 283-173-59040 |  | MACLEAN | AVC-40 | C-PG-1/0-400 | 8000 | 14.0167 | 112133.3333 | 17.5208 | 140166.6667 | STOCK -7 WEEKS | 14.7544 | 118035.0877 | 15.5309 | 124247.4608
CONNECTOR BOLTED ALUM 4/0 ACSR | 283-173-59040 |  | RICHARDS | APC11 | C-PG-1/0-400 | 8000 | 7.3 | 58400 | 9.125 | 73000 | STOCK -7 WEEKS | 7.6842 | 61473.6842 | 8.0886 | 64709.1413
CONNECTOR BOLTED ALUM 4/0 ACSR | 283-173-59040 | NEW | GRID POWER | PC-66AXB | C-PG-1/0-400 |  | 12.15 | 0 | 15.1875 | 0 | STOCK -7 WEEKS | 12.7895 | 0 | 13.4626 | 0
CONNECTOR BOLTED ALUM. 397.5-4/0 | 283-173-59401 |  | HUBBELL | GA9401L | C-PG-397-4/0 | 8000 | 15.5333 | 124266.6667 | 19.4167 | 155333.3333 | STOCK -7 WEEKS | 16.3509 | 130807.0175 | 17.2114 | 137691.5974
CONNECTOR BOLTED ALUM. 397.5-4/0 | 283-173-59401 |  | RICHARDS | APC14 | C-PG-397-4/0 | 4000 | 11.3833 | 45533.3333 | 14.2292 | 56916.6667 | STOCK -7 WEEKS | 11.9825 | 47929.8246 | 12.6131 | 50452.4469
CONNECTOR GROUNDING 6 SOL - 1/0 STR | 283-173-50210 |  | HUBBELL | GC-207 | CON-GRD-6SOL-1/0STR | 1000 | 5.4667 | 5466.6667 | 6.8333 | 6833.3333 | STOCK -7 WEEKS | 5.7544 | 5754.386 | 6.0572 | 6057.2484
sleeve compression spl 1/0 | 283-606-30310 |  | BURNDY | YDS25AT (ALTERNATIVE TO BURNDY FTR10) | CON-COMP-FT-1/0 | 1500 | 5.9333 | 8900 | 7.4167 | 11125 | stock-6 weeks | 6.2456 | 9368.4211 | 6.5743 | 9861.4958
sleeve compression spl 1/0 | 283-606-30310 |  | HUBBELL | FTR10 | CON-COMP-FT-1/0 | 1500 | 27.9 | 41850 | 34.875 | 52312.5 | STOCK -7 WEEKS | 29.3684 | 44052.6316 | 30.9141 | 46371.1911
sleeve compression spl 1/0 | 283-606-30310 |  | BLACKBURN | AC10-TB (alternative to FTR10) | CON-COMP-FT-1/0 | 1500 | 18.8167 | 28225 | 23.5208 | 35281.25 | STOCK -7 WEEKS | 19.807 | 29710.5263 | 20.8495 | 31274.2382
sleeve compression spl 1/0 | 283-606-30310 |  | BLACKBURN | RC10 (alternative to FTR10) | CON-COMP-FT-1/0 | 1500 | 21.8333 | 32750 | 27.2917 | 40937.5 | STOCK -7 WEEKS | 22.9825 | 34473.6842 | 24.1921 | 36288.0886
sleeve compression spl 1/0 | 283-606-30310 |  | BURNDY | YDS25RL (ALTERNATIVE TO FTR10) | CON-COMP-FT-1/0 | 1500 | 11.55 | 17325 | 14.4375 | 21656.25 | stock-6 weeks | 12.1579 | 18236.8421 | 12.7978 | 19196.6759
sleeve comp hysplice 397.5 | 283-606-30397 |  | BURNDY | YDS311AT | CON-CMP-FT-397.5-394 | 500 | 29.7667 | 14883.3333 | 37.2083 | 18604.1667 | STOCK -7 WEEKS | 31.3333 | 15666.6667 | 32.9825 | 16491.2281
FULL TENSION SPLICING SLEEVE 397.5 | 283-606-30397 |  | BURNDY | YDS341RL | CON-CMP-FT-397.5-394 | 1000 | 33.9667 | 33966.6667 | 42.4583 | 42458.3333 | STOCK - 12 WEEKS | 35.7544 | 35754.386 | 37.6362 | 37636.1958
FULL TENSION SPLICING SLEEVE 397.5 | 283-606-30397 |  | HUBBELL | C150808 ( ALTERNATE TO YDS341RL) | CON-CMP-FT-397.5-394 | 1000 | 73.2667 | 73266.6667 | 91.5833 | 91583.3333 | STOCK -7 WEEKS | 77.1228 | 77122.807 | 81.1819 | 81181.9021
FULL TENSION SPLICING SLEEVE 397.5 | 283-606-30397 |  | HUBBELL | FTR397 ( ALTERNATE TO YDS341RL) | CON-CMP-FT-397.5-394 | 1000 | 143.1333 | 143133.3333 | 178.9167 | 178916.6667 | STOCK -7 WEEKS | 150.6667 | 150666.6667 | 158.5965 | 158596.4912
Splice, Compression Full Tension 4/0 AAAC Alliance | 283-606-34040 |  | HUBBELL | FTR40 | CON-COMP-FT-4/0 | 5000 | 47.85 | 239250 | 59.8125 | 299062.5 | STOCK -7 WEEKS | 50.3684 | 251842.1053 | 53.0194 | 265096.9529
Splice, Compression Full Tension 4/0 AAAC Alliance | 283-606-34040 |  | BURNDY | YDS28RL (ALTERNATIVE TO FTR40) | CON-COMP-FT-4/0 | 5000 | 24.6167 | 123083.3333 | 30.7708 | 153854.1667 | stock-6 weeks | 25.9123 | 129561.4035 | 27.2761 | 136380.4247
Hysplice Compression Sleeve, Partial Tension, 7.12"L, Aluminum, 1/0 str AL |  |  | BURNDY | YCS25R | CON-COMP-SPL-1/0STR | 3000 | 4.9833 | 14950 | 6.2292 | 18687.5 | stock-6 weeks | 5.2456 | 15736.8421 | 5.5217 | 16565.097
Hysplice Compression Sleeve, Partial Tension, 5.00"L, Aluminum, 2 str AL |  |  | BURNDY | YCS2R | CON-COMP-SPL-2STR-2 | 3000 | 5.1167 | 15350 | 6.3958 | 19187.5 | STOCK - 5 WEEKS | 5.386 | 16157.8947 | 5.6694 | 17008.3102
Splice, Compression Full Tension #2 AAAC Azusa |  |  | HUBBELL | FTR2 | CON-COMP-FT-2 | 50 | 17.7833 | 889.1667 | 22.2292 | 1111.4583 | STOCK -7 WEEKS | 18.7193 | 935.9649 | 19.7045 | 985.2262
SPLIT BOLT CONNECTOR CU. #2 | 283-173-50102 |  | BURNDY | KS-22 | SBC-2 | 1000 | 2.7167 | 2716.6667 | 3.3958 | 3395.8333 | stock-6 weeks | 2.8596 | 2859.6491 | 3.0102 | 3010.157
SPLIT BOLT CONNECTOR CU. #4 | 283-173-50104 |  | BURNDY | KS-203 | SBC-4 | 1000 | 2.2167 | 2216.6667 | 2.7708 | 2770.8333 | stock-6 weeks | 2.3333 | 2333.3333 | 2.4561 | 2456.1404
SPLIT BOLT CONNECTOR CU. #6 | 283-173-50106 |  | BURNDY | KS 173 | SBC-6 | 1000 | 1.8 | 1800 | 2.25 | 2250 | stock-6 weeks | 1.8947 | 1894.7368 | 1.9945 | 1994.4598
SPLIT BOLT CONNECTOR CU. 1/0 | 283-173-50110 |  | BURNDY | KS-25 | SBC-1/0 | 600 | 3.9333 | 2360 | 4.9167 | 2950 | stock-6 weeks | 4.1404 | 2484.2105 | 4.3583 | 2614.9584
SPLIT BOLT CONNECTOR CU. 2/0 | 283-173-50120 |  | BURNDY | KS-26 | SBC-2/0 | 600 | 5.5333 | 3320 | 6.9167 | 4150 | stock-6 weeks | 5.8246 | 3494.7368 | 6.1311 | 3678.6704
SPLIT BOLT CONNECTOR CU. 250 | 283-173-50125 |  | BURNDY | KS-29 | SBC-250 | 500 | 17.3833 | 8691.6667 | 21.7292 | 10864.5833 | stock-6 weeks | 18.2982 | 9149.1228 | 19.2613 | 9630.6556
SPLIT BOLT CONNECTOR CU. 4/0 | 283-173-50140 |  | BURNDY | KS-39 | SBC-4/0 | 600 | 52.5333 | 31520 | 65.6667 | 39400 | stock-6 weeks | 55.2982 | 33178.9474 | 58.2087 | 34925.2078
SPLIT BOLT CONNECTOR CU. 500 | 283-173-50150 |  | BURNDY | KS-34 | SBC-500 | 600 | 25.25 | 15150 | 31.5625 | 18937.5 | stock-6 weeks | 26.5789 | 15947.3684 | 27.9778 | 16786.7036
CLAMPS WEDGE ALUM. # 2-6 | 283-117-80306 |  | THOMAS & BETTS | W62-1FC | C-W-2-6 | 5000 | 6.25 | 31250 | 7.8125 | 39062.5 | STOCK -7 WEEKS | 6.5789 | 32894.7368 | 6.9252 | 34626.0388
CLAMPS WEDGE ALUM. FLEX BAIL STRANDED 2/0 | 283-117-80320 |  | THOMAS & BETTS | W20-1FC | C-W-FB-2/0 | 3000 | 5.9 | 17700 | 7.375 | 22125 | STOCK -7 WEEKS | 6.2105 | 18631.5789 | 6.5374 | 19612.1884
CLAMPS WEDGE ALUM. FLEX BAIL STRANDED 4/0 | 283-117-80340 |  | THOMAS & BETTS | W40-1FC | C-W-4/0 | 1000 | 7.4833 | 7483.3333 | 9.3542 | 9354.1667 | STOCK -7 WEEKS | 7.8772 | 7877.193 | 8.2918 | 8291.7821
CLAMP HOT LINE CU. 8-2/0 | 283-117-10120 |  | POWERLINE | P1520AGP | HLC-2/0-8 | 2000 | 9.4667 | 18933.3333 | 11.8333 | 23666.6667 | STOCK -7 WEEKS | 9.9649 | 19929.8246 | 10.4894 | 20978.7627
CLAMP HOT LINE CU. 8-2/0 | 283-117-10120 |  | HUBBELL | BC20 | HLC-2/0-8 | 2000 | 12.3667 | 24733.3333 | 15.4583 | 30916.6667 | STOCK -7 WEEKS | 13.0175 | 26035.0877 | 13.7027 | 27405.3555
CLAMP HOT LINE CU. 2/0 TIN PLATED | 283-117-10220 |  | POWERLINE | P1520CC | HLC-TIN-PLATED-2/0 | 2000 | 9.4167 | 18833.3333 | 11.7708 | 23541.6667 | 2-4 weeks Initial delivery ther after will be carried in stock 90 days worth of material | 9.9123 | 19824.5614 | 10.434 | 20867.9594
CLAMP HOT LINE CU. 2/0 TIN PLATED | 283-117-10220 |  | HUBBELL | BC20FTP | HLC-TIN-PLATED-2/0 | 1000 | 12.9833 | 12983.3333 | 16.2292 | 16229.1667 | STOCK -7 WEEKS | 13.6667 | 13666.6667 | 14.386 | 14385.9649
CLAMP HOT LINE CU. 2/0 TIN PLATED | 283-117-10220 |  | RICHARDS | AHLC100 | HLC-TIN-PLATED-2/0 | 1000 | 10.5833 | 10583.3333 | 13.2292 | 13229.1667 | STOCK -7 WEEKS | 11.1404 | 11140.3509 | 11.7267 | 11726.6851
CLAMP HOT LINE ALU/CU 2/0 | 283-117-10320 |  | HUBBELL | S1520AGP | HLC-2/0 | 2000 | 12.7 | 25400 | 15.875 | 31750 | STOCK -7 WEEKS | 13.3684 | 26736.8421 | 14.072 | 28144.0443
CLAMP HOT LINE ALU/CU 2/0 | 283-117-10320 |  | MACLEAN | C1520 | HLC-2/0 | 2000 | 13.2667 | 26533.3333 | 16.5833 | 33166.6667 | STOCK -7 WEEKS | 13.9649 | 27929.8246 | 14.6999 | 29399.8153
CLAMP HOT LINE ALU/CU 2/0 | 283-117-10320 |  | RICHARDS | BHLC-100 | HLC-2/0 | 2000 | 11.3667 | 22733.3333 | 14.2083 | 28416.6667 | STOCK -7 WEEKS | 11.9649 | 23929.8246 | 12.5946 | 25189.289
CLAMP HOT LINE ALU/CU 6-336.4 ACSR |  |  | HUBBELL | S1530AGP | HLC-6AL-336.4/OCU | 2000 | 16.65 | 33300 | 20.8125 | 41625 | stock-6 weeks | 17.5263 | 35052.6316 | 18.4488 | 36897.5069
CLAMP HOT LINE ALU/CU 6-336.4 ACSR |  |  | POWERLINE | P1530AGP | HLC-6AL-336.4/OCU | 2000 | 15.0833 | 30166.6667 | 18.8542 | 37708.3333 | stock-6 weeks | 15.8772 | 31754.386 | 16.7128 | 33425.6694
CLAMP D.E.STR LINE ALUM #6-2/0 ADS-961 (DEAD END SHOE) | 283-117-20420 |  | HUBBELL | ADS47N | CL-DE-ALU-6-2/0 | 1000 | 8.6667 | 8666.6667 | 10.8333 | 10833.3333 | stock-6 weeks | 9.1228 | 9122.807 | 9.603 | 9602.9548
CLAMP D.E.STR LINE ALUM #6-2/0 ADS-961 (DEAD END SHOE) | 283-117-20420 |  | MACLEAN | ASD2N | CL-DE-ALU-6-2/0 | 1000 | 13.7167 | 13716.6667 | 17.1458 | 17145.8333 | stock-6 weeks | 14.4386 | 14438.5965 | 15.1985 | 15198.5226
CLAMP D.E.STR LINE ALUM #6-2/0 ADS-961 (DEAD END SHOE) | 283-117-20420 | NEW | BURNDY | CUW26RE1 | CL-DE-ALU-6-2/0 |  | 77.9333 | 0 | 97.4167 | 0 | STOCK - 16 WEEKS | 82.0351 | 0 | 86.3527 | 0
CLAMP D.E.STR LINE ALUM #6-266.8 ADS-60-N (DEAD END SHOE) |  |  | HUBBELL | ADS60N | CL-DE-ALU-6-266.8 | 1000 | 15.45 | 15450 | 19.3125 | 19312.5 | stock-6 weeks | 16.2632 | 16263.1579 | 17.1191 | 17119.1136
CLAMP D.E.STR LINE ALUM #6-266.8 ADS-60-N (DEAD END SHOE) |  | NEW | BURNDY | CUW30AE | CL-DE-ALU-6-266.8 |  | 111.3833 | 0 | 139.2292 | 0 | STOCK - 16 WEEKS | 117.2456 | 0 | 123.4164 | 0
CLAMP D.E.STR LINE ALUM #6-266.8 ADS-60-N (DEAD END SHOE) |  | NEW | GRID POWER | SAC-60-N | CL-DE-ALU-6-266.8 |  | 11.6667 | 0 | 14.5833 | 0 | STOCK - 16 WEEKS | 12.2807 | 0 | 12.9271 | 0
CLAMP D.E.STR LINE ALUM #6-3/0 ADS-48-N (DEAD END SHOE) |  |  | HUBBELL | ADS48N | CL-DE-ALU-6-3/0 | 1000 | 9.6667 | 9666.6667 | 12.0833 | 12083.3333 | stock-6 weeks | 10.1754 | 10175.4386 | 10.711 | 10710.988
CLAMP D.E.STR LINE ALUM #6-3/0 ADS-48-N (DEAD END SHOE) |  | NEW | BURNDY | CUW26RE1 | CL-DE-ALU-6-3/0 |  | 77.9333 | 0 | 97.4167 | 0 | STOCK - 16 WEEKS | 82.0351 | 0 | 86.3527 | 0
CLAMP D.E.STR LINE ALUM #6-3/0 ADS-48-N (DEAD END SHOE) |  | NEW | GRID POWER | SAC-48-N | CL-DE-ALU-6-3/0 |  | 8.7833 | 0 | 10.9792 | 0 | STOCK - 16 WEEKS | 9.2456 | 0 | 9.7322 | 0
CLAMP D.E.STR LINE ALUM #2-556.5 ADS-88N(DEAD END SHOE) |  |  | HUBBELL | ADS88N | DE-A-477-556 | 1000 | 15.9667 | 15966.6667 | 19.9583 | 19958.3333 | stock-6 weeks | 16.807 | 16807.0175 | 17.6916 | 17691.5974
CLAMP D.E.STR LINE ALUM #2-556.5 ADS-88N(DEAD END SHOE) |  | NEW | BURNDY | CUW361RE | DE-A-477-556 |  | 87.5167 | 0 | 109.3958 | 0 | STOCK - 12 WEEKS | 92.1228 | 0 | 96.9714 | 0
CLAMP D.E.STR LINE ALUM #2-556.5 ADS-88N(DEAD END SHOE) |  | NEW | GRID POWER | SAC-88-N | DE-A-477-556 |  | 14.45 | 0 | 18.0625 | 0 | STOCK - 16 WEEKS | 15.2105 | 0 | 16.0111 | 0
CLAMP DEAD END AUTOMATIC 397 | 283-117-22337 |  | HUBBELL | GD451 | DE-A-477-556 | 1000 | 38.1167 | 38116.6667 | 47.6458 | 47645.8333 | stock-6 weeks | 40.1228 | 40122.807 | 42.2345 | 42234.5337
CLAMP D.E.STR LINE ALUM 4/0-397 ADS-116N(DEAD END SHOE) | 283-117-40116 |  | HUBBELL | ADS116N | CL-DE-ALU-397 | 1000 | 15.7667 | 15766.6667 | 19.7083 | 19708.3333 | stock-6 weeks | 16.5965 | 16596.4912 | 17.47 | 17469.9908
CLAMP D.E.STR LINE ALUM 4/0-397 ADS-116N(DEAD END SHOE) | 283-117-40116 | NEW | BURNDY | CUW391AE | CL-DE-ALU-397 |  | 160.3167 | 0 | 200.3958 | 0 | STOCK - 12 WEEKS | 168.7544 | 0 | 177.6362 | 0
CLAMP D.E.STR LINE ALUM 4/0-397 ADS-116N(DEAD END SHOE) | 283-117-40116 | NEW | GRID POWER | SAC-116-N | CL-DE-ALU-397 |  | 21.1833 | 0 | 26.4792 | 0 | STOCK - 16 WEEKS | 22.2982 | 0 | 23.4718 | 0
Clamp, Dead End Alum 4/0 |  |  | HUBBELL | ASOD5701N | CL-DE-ALU-4/0 | 1000 | 16.9 | 16900 | 21.125 | 21125 | stock-6 weeks | 17.7895 | 17789.4737 | 18.7258 | 18725.7618
ALU. SUSPENSION CLAMP 1.00-1.47 | 283-117-40147 |  | HUBBELL | HAS147N | CLAMP-SUSP-1-1.47IN | 1000 | 29.5167 | 29516.6667 | 36.8958 | 36895.8333 | stock-6 weeks | 31.0702 | 31070.1754 | 32.7054 | 32705.4478
ALU. SUSPENSION CLAMP 1.00-1.47 | 283-117-40147 | NEW | GRID POWER | ALSC-147-N | CLAMP-SUSP-1-1.47IN |  | 57.6167 | 0 | 72.0208 | 0 | STOCK - 16 WEEKS | 60.6491 | 0 | 63.8412 | 0
Suspension Clamp, Angle Alum.(Suspension Clamp, Clevis Fitting, AAC, AAAC, ACSR Conductor, 7000 lb, 45 Deg Take-Off) | 283-117-40345 |  | HUBBELL | AAC301 | SC-CLE-7000LB-45D-TO | 100 | 21.1333 | 2113.3333 | 26.4167 | 2641.6667 | stock-6 weeks | 22.2456 | 2224.5614 | 23.4164 | 2341.6436
Clamp Suspension 397/559 | 283-342-44765 |  | HUBBELL | TSC150 | CL-SUSP-397 | 1000 | 10.9 | 10900 | 13.625 | 13625 | stock-6 weeks | 11.4737 | 11473.6842 | 12.0776 | 12077.5623
Clamp Suspension 397/559 | 283-342-44765 |  | MACLEAN | ACTS-150 | CL-SUSP-397 | 1000 | 14.1667 | 14166.6667 | 17.7083 | 17708.3333 | stock-6 weeks | 14.9123 | 14912.2807 | 15.6971 | 15697.1376
CLAMP ANGLE 4/0-556 | 283-117-44239 |  | HUBBELL | AAC104N | C-A-4/0-556 | 500 | 61.2333 | 30616.6667 | 76.5417 | 38270.8333 | stock-6 weeks | 64.4561 | 32228.0702 | 67.8486 | 33924.2844
ALUM. ANGLE CLAMP | 283-117-40162 |  | HUBBELL | AAC302 | CL-SU-CLE-7000LB-45D | 1000 | 13.15 | 13150 | 16.4375 | 16437.5 | stock-6 weeks | 13.8421 | 13842.1053 | 14.5706 | 14570.6371
Aluminum Angle Clamp #6-2/0 |  |  | GRID POWER | AASC-75-90 | CL-ANG-#6-2/0 | 400 | 18.7667 | 7506.6667 | 23.4583 | 9383.3333 | STOCK -14 WEEKS | 19.7544 | 7901.7544 | 20.7941 | 8317.6362
Aluminum Angle Clamp 397 |  |  | GRID POWER | AASC-125-90 | CL-ANG-397 | 400 | 34.3167 | 13726.6667 | 42.8958 | 17158.3333 | STOCK -14 WEEKS | 36.1228 | 14449.1228 | 38.024 | 15209.603
Aluminum Angle Clamp 397 |  |  | MACLEAN | AC125 | CL-ANG-397 | 800 | 21.0333 | 16826.6667 | 26.2917 | 21033.3333 | stock-6 weeks | 22.1404 | 17712.2807 | 23.3056 | 18644.506
Aluminum Angle Clamp 4/0 |  |  | GRID POWER | AASC-125-90 | CL-ANG-4/0 | 400 | 34.3167 | 13726.6667 | 42.8958 | 17158.3333 | STOCK -14 WEEKS | 36.1228 | 14449.1228 | 38.024 | 15209.603
CLAMP H.L. STIRRUP AL.CU #6-2/0 | 283-117-54020 |  | HUBBELL | AHLS022019E | HLC-STIR-6AL-2/0C | 1000 | 14.8333 | 14833.3333 | 18.5417 | 18541.6667 | stock-6 weeks | 15.614 | 15614.0351 | 16.4358 | 16435.8264
CLAMP H.L. STIRRUP AL.CU #6-2/0 | 283-117-54020 |  | RICHARDS | ASC-2/0 | HLC-STIR-6AL-2/0C | 1000 | 11.65 | 11650 | 14.5625 | 14562.5 | stock-6 weeks | 12.2632 | 12263.1579 | 12.9086 | 12908.5873
CLAMP H.L. STIRRUP AL.CU 4/0 | 283-117-54040 |  | HUBBELL | AHLS024019E | HLC-STIR-4AL-4CU | 2000 | 22.25 | 44500 | 27.8125 | 55625 | stock-6 weeks | 23.4211 | 46842.1053 | 24.6537 | 49307.4792
CLAMP H.L STIRRUP AL.CU 1/0-397.5 | 283-117-54097 |  | HUBBELL | AHLS397021E | HLC-STIR-1/0A-397.5C | 2000 | 30.1667 | 60333.3333 | 37.7083 | 75416.6667 | stock-6 weeks | 31.7544 | 63508.7719 | 33.4257 | 66851.3389
CLAMP H.L STIRRUP AL.CU 1/0-397.5 | 283-117-54097 |  | RICHARDS | ASC-500 | HLC-STIR-1/0A-397.5C | 2000 | 21.1667 | 42333.3333 | 26.4583 | 52916.6667 | stock-6 weeks | 22.2807 | 44561.4035 | 23.4534 | 46906.7405
CLAMP P/G ALUM. 2-4/0 | 283-117-73940 |  | T&B | PAE41419 | C-P/G-4/0-2 | 3000 | 12.2167 | 36650 | 15.2708 | 45812.5 | STOCK -7 WEEKS | 12.8596 | 38578.9474 | 13.5365 | 40609.4183
CLAMP P/G ALUM. 2-4/0 | 283-117-73940 |  | T&B | UCG28RS | CLAMP-P/G-397.5-3/0 | 3000 | 15.6167 | 46850 | 19.5208 | 58562.5 | STOCK -7 WEEKS | 16.4386 | 49315.7895 | 17.3038 | 51911.3573
CLAMP P/G ALUM. 397.5 ACSR 3/0 STR. | 283-117-73930 |  | HUBBELL | LC66AXB | CLAMP-P/G-397.5-3/0 | 3000 | 18.35 | 55050 | 22.9375 | 68812.5 | STOCK -7 WEEKS | 19.3158 | 57947.3684 | 20.3324 | 60997.2299
Guy, Wire Dead End Automatic 9 Strand Vise 7/16" | 283-117-23016 |  | MACLEAN | 5203 | GUYWIRE-DE-7/16 | 3000 | 39.9 | 119700 | 49.875 | 149625 | stock-6 weeks | 42 | 126000 | 44.2105 | 132631.5789
Guy, Wire Dead End Automatic 9 Strand Vise 7/16" | 283-117-23016 |  | HUBBELL | GDE5203 | GUYWIRE-DE-7/16 | 3000 | 33.4833 | 100450 | 41.8542 | 125562.5 | stock-6 weeks | 35.2456 | 105736.8421 | 37.1006 | 111301.9391
50k shackles | 283-123-02806 |  | POWERLINE | P2743 | SHACKLE-50000LB | 2500 | 7.6667 | 19166.6667 | 9.5833 | 23958.3333 | stock-6 weeks | 8.0702 | 20175.4386 | 8.4949 | 21237.3038
50k shackles | 283-123-02806 |  | HUBBELL | AS50 | SHACKLE-50000LB | 2500 | 13.8833 | 34708.3333 | 17.3542 | 43385.4167 | Initial manufacturing lead time 4-6 days. Thereafter will be held in stock with 90 days supply) | 14.614 | 36535.0877 | 15.3832 | 38457.9871
50k shackles | 283-123-02806 |  | GRID POWER | UAS50-BNC | SHACKLE-50000LB |  | 11.9667 | 0 | 14.9583 | 0 | STOCK - 16 WEEKS | 12.5965 | 0 | 13.2595 | 0
Shackle, Anchor 60 kips | 283-123-02805 |  | HUBBELL | AS50BNK | AS60000LB-17/8IN | 7200 | 17.2667 | 124320 | 21.5833 | 155400 | stock-6 weeks | 18.1754 | 130863.1579 | 19.132 | 137750.6925
Shackle 3-1/12 X 7/8X5/8 - AS25L |  |  | HUBBELL | AS25L | SHCL-30K-X3-1/2 X7/8 | 500 | 8.5667 | 4283.3333 | 10.7083 | 5354.1667 | stock-6 weeks | 9.0175 | 4508.7719 | 9.4922 | 4746.0757
ANCHOR
Anchor, Rod Extension 1" x 36" TWINEYE | 283-436-14002 |  | HUBBELL | PSC1022184 | AR-TWINEYE-1X36IN | 200 | 51.4333 | 10286.6667 | 64.2917 | 12858.3333 | stock-6 weeks | 54.1404 | 10828.0702 | 56.9898 | 11397.9686
Guy Adapter, Length: 18", Type: Tripleye, Steel/Galvanized | 283-436-14021 |  | HUBBELL | C1020025 | GUYADAPTER-1-1/2X18 | 1000 | 41.95 | 41950 | 52.4375 | 52437.5 | stock-6 weeks | 44.1579 | 44157.8947 | 46.482 | 46481.9945
Guy Adapter, Length: 18", Type: Tripleye, Steel/Galvanized | 283-436-14021 |  | MACLEAN | D6606US | GUYADAPTER-1-1/2X18 | 500 | 45.9167 | 22958.3333 | 57.3958 | 28697.9167 | stock-6 weeks | 48.3333 | 24166.6667 | 50.8772 | 25438.5965
ANCHOR EXTENSION Assembly 1-1/2 X 3.5 | 283-436-14022 | NEW | MACLEAN | D6606U | SHAFTEXTN1-1/2X3-1/2 |  | 108.5 | 0 | 135.625 | 0 | stock-6 weeks | 114.2105 | 0 | 120.2216 | 0
ANCHOR EXTENSION Assembly 1-1/2 X 3.5 | 283-436-14022 |  | HUBBELL | 12655 | SHAFTEXTN1-1/2X3-1/2 | 500 | 67.5167 | 33758.3333 | 84.3958 | 42197.9167 | stock-6 weeks | 71.0702 | 35535.0877 | 74.8107 | 37405.3555
ANCHOR EXTENSION Assembly 1-1/2 X 3.5 | 283-436-14022 | NEW | ECP | TAE-150-42 | SHAFTEXTN1-1/2X3-1/2 |  | 77.1333 | 0 | 96.4167 | 0 | stock-6 weeks | 81.193 | 0 | 85.4663 | 0
ANCHOR ROD DOUBLE EYE 5/8 X 8' | 283-536-13408 |  | MACLEAN POWER SYSTEMS | J7518 | AR-DE-5/8X8FT | 2000 | 40.2833 | 80566.6667 | 50.3542 | 100708.3333 | stock-6 weeks | 42.4035 | 84807.0175 | 44.6353 | 89270.5448
ANCHOR ROD DOUBLE EYE 5/8 X 8' | 283-536-13408 |  | HUBBELL | 5348 | AR-DE-5/8X8FT | 2000 | 25.35 | 50700 | 31.6875 | 63375 | stock-6 weeks | 26.6842 | 53368.4211 | 28.0886 | 56177.2853
ANCHOR ROD DOUBLE EYE 5/8 X 8' | 283-536-13408 |  | ALLIED | 4167 | AR-DE-5/8X8FT | 2500 | 17.9833 | 44958.3333 | 22.4792 | 56197.9167 | stock-6 weeks | 18.9298 | 47324.5614 | 19.9261 | 49815.3278
SCREW ANCHOR | 283-536-14000 |  | HUBBELL | R153L | ANCHOR-ROCK-1X53 | 2500 | 57.4833 | 143708.3333 | 71.8542 | 179635.4167 | stock-6 weeks | 60.5088 | 151271.9298 | 63.6934 | 159233.6103
SCREW ANCHOR | 283-536-14000 |  | MACLEAN | JR153L | ANCHOR-ROCK-1X53 | 2500 | 108.9167 | 272291.6667 | 136.1458 | 340364.5833 | stock-6 weeks | 114.6491 | 286622.807 | 120.6833 | 301708.2179
SCREW ANCHOR : anchor 14" pisa 1 3/8 inch | 283-536-14000 |  | ALLIED | D134-6 (alternative) | ANCHOR-ROCK-1X53 | 2500 | 44.3333 | 110833.3333 | 55.4167 | 138541.6667 | stock-6 weeks | 46.6667 | 116666.6667 | 49.1228 | 122807.0175
SCREW ANCHOR : anchor 14" pisa 1 3/8 inch | 283-536-14000 | NEW | ECP | TAPL-100-10 14 | ANCHOR-ROCK-1X53 |  | 55.2167 | 0 | 69.0208 | 0 | stock-6 weeks | 58.1228 | 0 | 61.1819 | 0
SCREW ANCHOR : anchor 14" pisa 1 3/8 inch | 283-536-14000 |  | ALLIED | 55509 | ANCHOR-ROCK-1X53 | 2500 | 44.3333 | 110833.3333 | 55.4167 | 138541.6667 | stock-6 weeks | 46.6667 | 116666.6667 | 49.1228 | 122807.0175
SCREW Anchor: anchor 14" pisa 1 3/8 inc | 283-536-14000 |  | ALLIED | 3438 (alternative) | ANCHOR-ROCK-1X53 | 2500 | 51.8333 | 129583.3333 | 64.7917 | 161979.1667 | stock-6 weeks | 54.5614 | 136403.5088 | 57.4331 | 143582.6408
SCREW Anchor: anchor 14" pisa 1 3/8 inc | 283-536-14000 | NEW | GRID POWER | G1346 | ANCHOR-ROCK-1X53 |  | 36.6167 | 0 | 45.7708 | 0 | STOCK TO 12 WEEKS | 38.5439 | 0 | 40.5725 | 0
Anchor, Rock 1" x 30" | 283-536-14001 |  | HUBBELL | R130L | ANCHOR-ROCK-1X30 | 5000 | 60.4333 | 302166.6667 | 75.5417 | 377708.3333 | stock-6 weeks | 63.614 | 318070.1754 | 66.9621 | 334810.711
Anchor, Screw Single Helix 14" Dia. | 283-536-14014 |  | HUBBELL | C1025007 | ANCHOR1-1/2X668-14 | 4000 | 127.0333 | 508133.3333 | 158.7917 | 635166.6667 | stock-6 weeks | 133.7193 | 534877.193 | 140.7572 | 563028.6242
Anchor, Screw Single Helix 14" Dia. | 283-536-14014 | NEW | ECP | TAX-250-100 14 | ANCHOR1-1/2X668-14 |  | 80.6833 | 0 | 100.8542 | 0 |  | 84.9298 | 0 | 89.3998 | 0
Anchor, Screw Single Helix 14" Dia. | 283-536-14014 |  | MACLEAN | TD250-134 (alternative to C1025007) | ANCHOR1-1/2X668-14 | 4000 | OBSOLETE
Anchor, Screw Single Helix 14" Dia. | 283-536-14014 |  | ALLIED | 3526 (alternative to C1025007) | ANCHOR1-1/2X668-14 | 4000 | 95.8333 | 383333.3333 | 119.7917 | 479166.6667 | stock-6 weeks | 100.8772 | 403508.7719 | 106.1865 | 424746.0757
Anchor, Screw Single Helix 14" Dia. | 283-536-14014 |  | HUBBELL | T1022319 (alternative to C1025007) | ANCHOR1-1/2X668-14 | 4000 | 69.9833 | 279933.3333 | 87.4792 | 349916.6667 | stock-6 weeks | 73.6667 | 294666.6667 | 77.5439 | 310175.4386
Anchor, Screw Single Helix 14" Dia. | 283-536-14014 |  | MACLEAN | D1134 (alternative to C1025007) | ANCHOR1-1/2X668-14 | 4000 | 92.8 | 371200 | 116 | 464000 | stock-6 weeks | 97.6842 | 390736.8421 | 102.8255 | 411301.9391
Anchor, Screw Single Helix 14" Dia. | 283-536-14014 |  | ALLIED | 3480 (alternative to C1025007) | ANCHOR1-1/2X668-14 | 4000 | 51.8333 | 207333.3333 | 64.7917 | 259166.6667 | stock-6 weeks | 54.5614 | 218245.614 | 57.4331 | 229732.2253
Anchor, Screw Single Helix 14" Dia. | 283-536-14014 |  | HUBBELL | E1021801 (alternative to C1025007) | ANCHOR1-1/2X668-14 | 4000 | 50.45 | 201800 | 63.0625 | 252250 | stock-6 weeks | 53.1053 | 212421.0526 | 55.9003 | 223601.108
Anchor, Screw Single Helix 14" Dia. | 283-536-14014 |  | MACLEAN | D134-6 (alternative to C1025007) | ANCHOR1-1/2X668-14 | 4000 | 65.2833 | 261133.3333 | 81.6042 | 326416.6667 | stock-6 weeks | 68.7193 | 274877.193 | 72.3361 | 289344.4137
Anchor, Screw Single Helix 14" Dia. | 283-536-14014 |  | ALLIED | 3438 (alternative to C1025007) | ANCHOR1-1/2X668-14 | 4000 | 51.8333 | 207333.3333 | 64.7917 | 259166.6667 | stock-6 weeks | 54.5614 | 218245.614 | 57.4331 | 229732.2253
SHAFT HELIX ASSEMBLY (ANCHOR) | 283-536-14020 |  | HUBBELL | 012642AEJ | ANCHOR1-1/2X66X8-12 | 2500 | 152.3667 | 380916.6667 | 190.4583 | 476145.8333 | stock-6 weeks | 160.386 | 400964.9123 | 168.8273 | 422068.3287
SHAFT HELIX ASSEMBLY (ANCHOR) | 283-536-14020 | NEW | ECP | TAF-150-66 08-10-12 | ANCHOR1-1/2X66X8-12 |  | 183.25 | 0 | 229.0625 | 0 | stock-6 weeks | 192.8947 | 0 | 203.0471 | 0
SHAFT HELIX ASSEMBLY (ANCHOR) | 283-536-14020 |  | ALLIED | 3553 | ANCHOR1-1/2X66X8-12 |  | 198.3333 | 0 | 247.9167 | 0 | stock-6 weeks | 208.7719 | 0 | 219.7599 | 0
HELIX LEAD SECTION 1-1/2 X 60" | 283-536-14025 |  | MACLEAN | D6632 | ANCHOR1-1/2X60X8-10 | 2500 | 137.2333 | 343083.3333 | 171.5417 | 428854.1667 | stock-6 weeks | 144.4561 | 361140.3509 | 152.0591 | 380147.7378
HELIX LEAD SECTION 1-1/2 X 60" | 283-536-14025 | NEW | ECP | TAF-150-60 08-10 | ANCHOR1-1/2X60X8-10 | 2500 | 145.4833 | 363708.3333 | 181.8542 | 454635.4167 | stock-6 weeks | 153.1404 | 382850.8772 | 161.2004 | 403000.9234
HELIX LEAD SECTION 1-1/2 X 60" | 283-536-14025 |  | ALLIED | 3551 | ANCHOR1-1/2X60X8-10 | 1000 | 108.1667 | 108166.6667 | 135.2083 | 135208.3333 | stock-6 weeks | 113.8596 | 113859.6491 | 119.8523 | 119852.2622
HELIX LEAD SECTION 1-1/2 X 60" | 283-536-14025 |  | HUBBELL | 012642AE | ANCHOR1-1/2X60X8-10 | 1000 | 104.4167 | 104416.6667 | 130.5208 | 130520.8333 | stock-6 weeks | 109.9123 | 109912.2807 | 115.6971 | 115697.1376
Anchor, Rod & Eyenut Combination for PISA 1" x 84" Twineye | 283-536-35808 |  | HUBBELL | E1020045 | AR-PISA-1X84-TWINEYE | 1500 | 37.4667 | 56200 | 46.8333 | 70250 | stock-6 weeks | 39.4386 | 59157.8947 | 41.5143 | 62271.4681
Anchor, Rod & Eyenut Combination for PISA 1" x 84" Twineye | 283-536-35808 | NEW | ECP | TARN-100-842 | AR-PISA-1X84-TWINEYE |  | 46.9833 | 0 | 58.7292 | 0 | stock-6 weeks | 49.4561 | 0 | 52.0591 | 0
Anchor, Rod & Eyenut Combination for PISA 1" x 84" Twineye | 283-536-35808 |  | MACLEAN | D100D (alternative TO E1020045) | AR-PISA-1X84-TWINEYE | 1500 | 45.6 | 68400 | 57 | 85500 | stock-6 weeks | 48 | 72000 | 50.5263 | 75789.4737
Anchor, Rod & Eyenut Combination for PISA 1" x 84" Twineye | 283-536-35808 |  | ALLIED | 3617 (alternative TO E1020045) | AR-PISA-1X84-TWINEYE | 1500 | 46.6667 | 70000 | 58.3333 | 87500 | stock-6 weeks | 49.1228 | 73684.2105 | 51.7082 | 77562.3269
ANCHOR EXT LENGTH 60" 11/2" SQUARE |  |  | HUBBELL | C1100470 | ANCHOR-EXT-11/2X60 | 500 | 96.1333 | 48066.6667 | 120.1667 | 60083.3333 | stock-6 weeks | 101.193 | 50596.4912 | 106.5189 | 53259.4645
ANCHOR EXT LENGTH 60" 11/2" SQUARE |  | NEW | ECP | TAE-150-60 | ANCHOR-EXT-11/2X60 |  | 97.1 | 0 | 121.375 | 0 | stock-6 weeks | 102.2105 | 0 | 107.59 | 0
ANCHOR EXT HEAD TRIPLE EYE SQUARE 11/2" X 18" |  |  | HUBBELL | T1100465 | ANCHOR-EXT-HEAD-TRIPLE-EYE-X 18X11/2 | 500 | 129.05 | 64525 | 161.3125 | 80656.25 | stock-6 weeks | 135.8421 | 67921.0526 | 142.9917 | 71495.8449
ANCHOR EXT HEAD TRIPLE EYE SQUARE 11/2" X 18" |  | NEW | ECP | TAA-175-103 | ANCHOR-EXT-HEAD-TRIPLE-EYE-X 18X11/2 |  | 45.5667 | 0 | 56.9583 | 0 | stock-6 weeks | 47.9649 | 0 | 50.4894 | 0
PISA Anchor,10 in Squar Solid -1/2" (3.8 cm) Square Solid Hub - 6,000 Ft- Lb. (8,135 N-m) Ultimate Installing Torque | FOR 5/8IN Rod | NEW | HUBBELL | E1020817 | ANCHORPISA10-1-1/2 | 1000 | 34.1667 | 34166.6667 | 42.7083 | 42708.3333 | stock-6 weeks | 35.9649 | 35964.9123 | 37.8578 | 37857.8024
PISA Anchor,10 in Squar Solid -1/2" (3.8 cm) Square Solid Hub - 6,000 Ft- Lb. (8,135 N-m) Ultimate Installing Torque | For 3/4" or 1" Rod | NEW | HUBBELL | E1020820 | ANCHORPISA10-1-1/2 |  | 34.1667 | 0 | 42.7083 | 0 | stock-6 weeks | 35.9649 | 0 | 37.8578 | 0
PISA Anchor,10 in Squar Solid -1/2" (3.8 cm) Square Solid Hub - 6,000 Ft- Lb. (8,135 N-m) Ultimate Installing Torque |  | NEW | ECP | TAP-100-10 14 | ANCHORPISA10-1-1/2 |  | 42.6167 | 0 | 53.2708 | 0 | stock-6 weeks | 44.8596 | 0 | 47.2207 | 0
Eye Rod, 1 in. OD x 8 ft L, 36,000 lb |  |  | HUBBELL | 5368 | AR-1INX8FT | 1000 | 61.9167 | 61916.6667 | 77.3958 | 77395.8333 | stock-6 weeks | 65.1754 | 65175.4386 | 68.6057 | 68605.7248
Anchor Rod, 3/4 in (Eye Rod, 1 in. OD x 8 ft L, 36,000 lb, Expanding/X-Plate Anchor, Steel/Hot Dip Galvanized J7538) |  |  | HUBBELL | 5369 | AR-3/4X8FT | 2000 | 64.1167 | 128233.3333 | 80.1458 | 160291.6667 | stock-6 weeks | 67.4912 | 134982.4561 | 71.0434 | 142086.7959
shaft extention 1-1/2 x 5 sqr |  | NEW | ECP | TAE-150-60 | SHAFTEXT1-1/2X5SQR |  | 97.1 | 0 | 121.375 | 0 | stock-6 weeks | 102.2105 | 0 | 107.59 | 0
shaft extention 1-1/2 x 5 sqr |  |  | HUBBELL | 12656 | SHAFTEXT1-1/2X5SQR | 3000 | 80.7333 | 242200 | 100.9167 | 302750 | stock-6 weeks | 84.9825 | 254947.3684 | 89.4552 | 268365.651
cross plate anchor for 24". Hole used with 1: diameter Rod |  |  | MACLEAN | J3524 | CPA-24HX400-1INRS | 500 | 94.4 | 47200 | 118 | 59000 | stock-6 weeks | 99.3684 | 49684.2105 | 104.5983 | 52299.169
cross plate anchor for 24". Hole used with 1: diameter Rod |  | NEW | ECP | PAL-2420 | CPA-24HX400-1INRS |  | 47.9333 | 0 | 59.9167 | 0 | stock-6 weeks | 50.4561 | 0 | 53.1117 | 0
ANCHOR HELIX Twin Flight Max. Torque: 6,000 ft./lbs Flight Dim.: 10 | 283-342-76031 ALTERNATIVE |  | HUBBELL | E1020823 | ANCHOR-HX-TF-6000KLB | 1000 | 80 | 80000 | 100 | 100000 | stock-6 weeks | 84.2105 | 84210.5263 | 88.6427 | 88642.6593
ANCHOR HELIX Twin Flight Max. Torque: 6,000 ft./lbs Flight Dim.: 10 |  | NEW | ECP | TAP-100-36 10-10 | ANCHOR-HX-TF-6000KLB |  | 92.7833 | 0 | 115.9792 | 0 | stock-6 weeks | 97.6667 | 0 | 102.807 | 0
ANCHOR HELIX Twin Flight Max. Torque: 6,000 ft./lbs Flight Dim.: 10 | 283-342-76031 ALTERNATIVE |  | MACLEAN | D2104 | ANCHOR-HX-TF-6000KLB | 1000 | 96.6667 | 96666.6667 | 120.8333 | 120833.3333 | stock-6 weeks | 101.7544 | 101754.386 | 107.1099 | 107109.88
Guy Attachment Pole Eye Plate | 283-021-50202 |  | HUBBELL | GEP5AN | GUY-ATT-POLE-EP | 400 | 7.7333 | 3093.3333 | 9.6667 | 3866.6667 | stock-6 weeks | 8.1404 | 3256.1404 | 8.5688 | 3427.5162
GUY HOOK 5/8-415/16 | 283-021-50200 |  | MACLEAN | P134AXW | GH-5/8-4-15/16 | 1000 | 5.3667 | 5366.6667 | 6.7083 | 6708.3333 | stock-6 weeks | 5.6491 | 5649.1228 | 5.9464 | 5946.4451
GUY HOOK 5/8-415/16 | 283-021-50200 |  | HUBBELL | GH6ILS | GH-5/8-4-15/16 | 1000 | 6.55 | 6550 | 8.1875 | 8187.5 | stock-6 weeks | 6.8947 | 6894.7368 | 7.2576 | 7257.6177
PLATE POLE GUY 7/8 4 HOLE (Same spec and dimensions as H-GS-2400-4106-GD but with 23.8mm (.94”) dia. holes) PLATE POLE GUY 7/8 3 HOLE (Spec H-GS-1800-0394-GD) | 283-021-50230 |  | AWG/SUPREME | PLAT POLE GUY 7/8 | PLATPOLEGUY7/8 | 1000 | 23.3333 | 23333.3333 | 29.1667 | 29166.6667 | stock-6 weeks | 24.5614 | 24561.4035 | 25.8541 | 25854.109
1 1/16 CURV BASE DEAD END TEE | 283-021-50213 |  | MACLEAN | DET60K-88 | 1CBDEADENDTEE | 100 | 47.1167 | 4711.6667 | 58.8958 | 5889.5833 | stock-16 weeks | 49.5965 | 4959.6491 | 52.2068 | 5220.6833
1 1/16 CURV BASE DEAD END TEE | 283-021-50213 |  | HUGHES BROTHERS | 28317R4.5-17-15 | 1CBDEADENDTEE | 100 | 44.15 | 4415 | 55.1875 | 5518.75 | stock-6 weeks | 46.4737 | 4647.3684 | 48.9197 | 4891.9668
1 1/16 CURV BASE DEAD END TEE | 283-021-50213 | NEW | AWG/SUPREME | 1CBDEADENDTEE | 1CBDEADENDTEE |  | 16.6667 | 0 | 20.8333 | 0 | Initial manufacturing lead time 90 days. Thereafter will be held in stock with 90 days supply) | 17.5439 | 0 | 18.4672 | 0
13/16 CURVED BASE DEAD END TEE | 283-021-50212 |  | MACLEAN | DET60K-67 | 3/4CBDEADENDTEE | 100 | 45.45 | 4545 | 56.8125 | 5681.25 | stock-6 weeks | 47.8421 | 4784.2105 | 50.3601 | 5036.0111
13/16 CURVED BASE DEAD END TEE | 283-021-50212 |  | HUGHES BROTHERS | 2817R4.5-13-15 | 3/4CBDEADENDTEE | 100 | 44.15 | 4415 | 55.1875 | 5518.75 | stock-6 weeks | 46.4737 | 4647.3684 | 48.9197 | 4891.9668
13/16 CURVED BASE DEAD END TEE | 283-021-50212 | NEW | AWG/SUPREME | 3/4CBDEADENDTEE | 3/4CBDEADENDTEE |  | 16.6667 | 0 | 20.8333 | 0 | Initial manufacturing lead time 90 days. Thereafter will be held in stock with 90 days supply) | 17.5439 | 0 | 18.4672 | 0
[12 empty] | 0 | 0 | 0 | 0
ANCHOR CROSS PLATE 16" | 283-009-23104 |  | MACLEAN POWER SYSTEMS | J3516 | A-C-PLATE-16IN | 800 | 35.05 | 28040 | 43.8125 | 35050 | stock-6 weeks | 36.8947 | 29515.7895 | 38.8366 | 31069.2521
ANCHOR CROSS PLATE 16" | 283-009-23104 |  | HUBBELL | X16 | A-C-PLATE-16IN | 826 | 27.3833 | 22618.6333 | 34.2292 | 28273.2917 | stock-6 weeks | 28.8246 | 23809.0877 | 30.3416 | 25062.1976
PLATE 6 HOLE | 283-002-00008 |  | AWG/SUPREME | PLATE-6HOLE | PLATE-6HOLE | 1000 | 23.3333 | 23333.3333 | 29.1667 | 29166.6667 | Initial manufacturing lead time 90 days. Thereafter will be held in stock with 90 days supply) | 24.5614 | 24561.4035 | 25.8541 | 25854.109
PLATE POLE GUY 1 INCH | 283-021-50220 |  | AWG/SUPREME | PLATEPOLEGUY 1 | PLATEPOLEGUY 1 | 1000 | 23.3333 | 23333.3333 | 29.1667 | 29166.6667 | Initial manufacturing lead time 90 days. Thereafter will be held in stock with 90 days supply) | 24.5614 | 24561.4035 | 25.8541 | 25854.109
Pole Eye Plate, 4.50 in. H, 3.25 in. W Top/2.38 in. W Base, 0.69 in. Guy Opening, Hook w/Ears/Eye |  |  | HUBBELL | GEP5A | GEP5A | 500 | 9.7 | 4850 | 12.125 | 6062.5 | stock-6 weeks | 10.2105 | 5105.2632 | 10.7479 | 5373.9612
18 in strap plate 3 hole for 1 inch bolt | 283-002-00001 |  | HUGHES BROTHERS | H-GS-1800-0394-GD | STRAP-PLATE-18IN-3H | 100 | 30.8333 | 3083.3333 | 38.5417 | 3854.1667 | stock-6 weeks | 32.4561 | 3245.614 | 34.1644 | 3416.4358
18 in strap plate 3 hole for 1 inch bolt | 283-002-00001 |  | AWG/SUPREME | STRAP-PLATE-18IN-3H | STRAP-PLATE-18IN-3H | 100 | 8.75 | 875 | 10.9375 | 1093.75 | Initial manufacturing lead time 90 days. Thereafter will be held in stock with 90 days supply) | 9.2105 | 921.0526 | 9.6953 | 969.5291
24in strap plate 4 hole for 1 inch bolt | 283-002-00004 |  | HUGHES BROTHERS | H-GS-2400-4106-GD | STRAP-PLATE-24IN-4H | 100 | 40 | 4000 | 50 | 5000 | stock-6 weeks | 42.1053 | 4210.5263 | 44.3213 | 4432.133
24in strap plate 4 hole for 1 inch bolt | 283-002-00004 |  | AWG/SUPREME | STRAP-PLATE-24IN-4H | STRAP-PLATE-24IN-4H | 100 | 11.6667 | 1166.6667 | 14.5833 | 1458.3333 | Initial manufacturing lead time 90 days. Thereafter will be held in stock with 90 days supply) | 12.2807 | 1228.0702 | 12.9271 | 1292.7054
3 HOLD STRAP 7 /8" | 283-002-00005 | NEW | AWG/SUPREME | CW-7/8-3HLSTRAP | STRAP-PLATE-7/8-3H | 1000 | 8.75 | 8750 | 10.9375 | 10937.5 | Initial manufacturing lead time 90 days. Thereafter will be held in stock with 90 days supply) | 9.2105 | 9210.5263 | 9.6953 | 9695.2909
4 HOLD STRAP 7 /8 11 | 283-002-00006 | NEW | AWG/SUPREME | CW-7/8-4HLSTRAP | STRAP-PLATE-7/8-3H | 1000 | 11.6667 | 11666.6667 | 14.5833 | 14583.3333 | Initial manufacturing lead time 90 days. Thereafter will be held in stock with 90 days supply) | 12.2807 | 12280.7018 | 12.9271 | 12927.0545
Insulator Clevis, 3-1/4 x 4 in. | 283-123-01000 |  | HUBBELL | 0327 | CLEVISWIDEBACK | 3000 | 9.8 | 29400 | 12.25 | 36750 | Initial manufacturing lead time 90 days. Thereafter will be held in stock with 90 days supply) | 10.3158 | 30947.3684 | 10.8587 | 32576.1773
Insulator Clevis, 3-1/4 x 4 in. | 283-123-01000 |  | MACLEAN | J1300 | CLEVISWIDEBACK | 3000 | 10.4167 | 31250 | 13.0208 | 39062.5 | Initial manufacturing lead time 90 days. Thereafter will be held in stock with 90 days supply) | 10.9649 | 32894.7368 | 11.542 | 34626.0388
GUY STRAIN INSULATOR 78 IN 16 KIP | 283-021-50213 |  | POWERLINE | PCC-16-78 | GSI-78IN-16K | 1000 | 24.3167 | 24316.6667 | 30.3958 | 30395.8333 | stock-6 weeks | 25.5965 | 25596.4912 | 26.9437 | 26943.675
GUY STRAIN INSULATOR 78 IN 16 KIP | 283-021-50213 |  | HUBBELL | GS16078CC1 | GSI-78IN-16K | 1000 | 30.7 | 30700 | 38.375 | 38375 | stock-6 weeks | 32.3158 | 32315.7895 | 34.0166 | 34016.6205
GUY STRAIN INSULATOR 78 IN 16 KIP | 283-021-50213 |  | PREFORMED | GSF16-78CCR | GSI-78IN-16K | 500 | 29.85 | 14925 | 37.3125 | 18656.25 | stock-6 weeks | 31.4211 | 15710.5263 | 33.0748 | 16537.3961
GUY STRAIN INSULATOR 78 IN 16 KIP | 283-021-50213 |  | ALUMAFORM | CGS16-78CR | GSI-78IN-16K | 500 | 26.9833 | 13491.6667 | 33.7292 | 16864.5833 | stock-6 weeks | 28.4035 | 14201.7544 | 29.8984 | 14949.2151
GUY STRAIN INSULATOR 78 IN 21 KIP | 283-021-50213 |  | HUBBELL | GS21078CC1 | GSI-78IN-21K | 1000 | 38.0167 | 38016.6667 | 47.5208 | 47520.8333 | stock-6 weeks | 40.0175 | 40017.5439 | 42.1237 | 42123.7304
GUY STRAIN INSULATOR 78 IN 21 KIP | 283-021-50213 |  | PREFORMED | GSF21-78CCR | INS-HOR-28KV-CLAMP | 1000 | 36.2167 | 36216.6667 | 45.2708 | 45270.8333 | stock-6 weeks | 38.1228 | 38122.807 | 40.1293 | 40129.2705
GUY STRAIN INSULATOR 78 IN 16 KIP | 283-021-50213 | NEW | GRID POWER | GL15-78C-CR | GSI-78IN-21K |  | 23.2667 | 0 | 29.0833 | 0 | 7-9 weeks aro | 24.4912 | 0 | 25.7802 | 0
Insulator, 28kV Horizontal with Clamp | 283-342-35128 |  | K-LINE | KL28SK | INS-HOR-28KV-CLAMP | 400 | 100.2667 | 40106.6667 | 125.3333 | 50133.3333 | 6-8 WEEKS | 105.5439 | 42217.5439 | 111.0988 | 44439.5199
Insulator, 28kV Horizontal with Clamp | 283-342-35128 |  | HUBBELL | 80S0250K09 | INS-HOR-28KV-TRUNION | 400 | 75.3833 | 30153.3333 | 94.2292 | 37691.6667 | stock-6 weeks | 79.3509 | 31740.3509 | 83.5272 | 33410.8957
Insulator, 28kV Horizontal with Clamp | 283-342-35128 |  | K-LINE | KL28SHK | DEADEND/SUSPINS35KV | 100 | 93.6 | 9360 | 117 | 11700 | 7-9 weeks aro | 98.5263 | 9852.6316 | 103.7119 | 10371.1911
35kv dead end suspension isula | 283-342-35140 |  | K-LINE | KL35SCTM | DEADEND/SUSPINS35KV | 500 | 39.5 | 19750 | 49.375 | 24687.5 | 7-9 weeks aro | 41.5789 | 20789.4737 | 43.7673 | 21883.6565
35kv dead end suspension isula | 283-342-35140 |  | MACLEAN | DS35M | DEADEND/SUSPINS35KV | 500 | 28.4 | 14200 | 35.5 | 17750 | stock-6 weeks | 29.8947 | 14947.3684 | 31.4681 | 15734.072
35kv dead end suspension isula | 283-342-35140 |  | POWERLINE | P8235-S | INS-DE-28KV | 500 | 21.4 | 10700 | 26.75 | 13375 | stock-6 weeks | 22.5263 | 11263.1579 | 23.7119 | 11855.9557
Insulator, Dead End 28kV K-Line | 283-342-40150 |  | K-LINE | KL28ASCTM | CL-INS-DE-35KV | 100 | 32.65 | 3265 | 40.8125 | 4081.25 | 7-9 weeks aro | 34.3684 | 3436.8421 | 36.1773 | 3617.7285
Insulator, 35kV Horizontal with Clamp | 283-342-46350 283-342-35140 |  | K-LINE | KL35SK | CL-INS-DE-35KV | 400 | 110.6 | 44240 | 138.25 | 55300 | 6-8 WEEKS | 116.4211 | 46568.4211 | 122.5485 | 49019.3906
Insulator, 35kV Horizontal with Clamp | 283-342-46350 283-342-35140 |  | HUBBELL | 80S0280K09 | CL-INS-DE-35KV | 400 | 69.5333 | 27813.3333 | 86.9167 | 34766.6667 | stock-6 weeks | 73.193 | 29277.193 | 77.0452 | 30818.0979
Insulator, 35kV Horizontal with Clamp | 283-342-46350 283-342-35140 |  | K-LINE | KL35SH | INS-HOR-35KV-CLAMP | 100 | 94.5833 | 9458.3333 | 118.2292 | 11822.9167 | stock-6 weeks | 99.5614 | 9956.1404 | 104.8015 | 10480.1477
Insulator, Dead End 35kV K-Line | 283-342-40151 |  | K-LINE | KL35ASCTM | INS-DE-35KV | 100 | 32.65 | 3265 | 40.8125 | 4081.25 | 7-9 weeks aro | 34.3684 | 3436.8421 | 36.1773 | 3617.7285
INSULATOR, CLAMP TOP LINE POST 35KV 4235-70 | 283-342-54739 |  | VICTOR | 62155 | INS-CL-LI-P PORC-35K | 500 | 72.1 | 36050 | 90.125 | 45062.5 | stock-6 weeks | 75.8947 | 37947.3684 | 79.8892 | 39944.5983
INSULATOR, CLAMP TOP LINE POST 35KV 4235-70 | 283-342-54739 |  | K-LINE | KL35SV | INS-CL-LI-P PORC-35K | 500 | 99.85 | 49925 | 124.8125 | 62406.25 | 6-8 WEEKS | 105.1053 | 52552.6316 | 110.6371 | 55318.5596
POLYMER INSULATOR SPOOL black "NEUTRAL SPOOL" BLACK | 283-342-63011 |  | HUBBELL | C9091032P | INPOLYMERSPOOLBLACK | 1001 | 1.7333 | 1735.0667 | 2.1667 | 2168.8333 | stock-6 weeks | 1.8246 | 1826.386 | 1.9206 | 1922.5115
GUY STRAIN INSULATOR 24 | 283-342-76034 |  | HUBBELL | GS21024CC1 | GSI-24 | 1000 | 29.6167 | 29616.6667 | 37.0208 | 37020.8333 | stock-6 weeks | 31.1754 | 31175.4386 | 32.8163 | 32816.2512
GUY STRAIN INSULATOR 24 | 283-342-76034 |  | PREFORMED | GSF21-24CCR | GSI-24 | 1000 | 27.5833 | 27583.3333 | 34.4792 | 34479.1667 | stock-6 weeks | 29.0351 | 29035.0877 | 30.5633 | 30563.2502
GUY STRAIN INSULATOR 24 | 283-342-76034 |  | MACLEAN | GCC-21-24R | GSI-24 | 1000 | 33.7167 | 33716.6667 | 42.1458 | 42145.8333 | stock-6 weeks | 35.4912 | 35491.2281 | 37.3592 | 37359.1874
GUY STRAIN INSULATOR 24 | 283-342-76034 |  | ALUMAFORM | FGS21-24CR | GSI-24 | 1000 | 37.8667 | 37866.6667 | 47.3333 | 47333.3333 | stock-6 weeks | 39.8596 | 39859.6491 | 41.9575 | 41957.5254
GUY STRAIN INSULATOR 24 | 283-342-76034 |  | K-LINE | KL24CRS | GSI-24 | 1000 | 64.0333 | 64033.3333 | 80.0417 | 80041.6667 | 6-8 WEEKS | 67.4035 | 67403.5088 | 70.9511 | 70951.0619
GUY STRAIN INSULATOR 24 16K | 283-342-76034 |  | POWERLINE | PCC-16-24 | GSI-24 | 1000 | 16.25 | 16250 | 20.3125 | 20312.5 | 6-8 WEEKS | 17.1053 | 17105.2632 | 18.0055 | 18005.5402
96 Guy Strain Insulator 21 KIPS | 283-342-76039 |  | K-LINE | KL96CRS | GSI-96-21 | 500 | 114.4333 | 57216.6667 | 143.0417 | 71520.8333 | 6-8 WEEKS | 120.4561 | 60228.0702 | 126.7959 | 63397.9686
96 Guy Strain Insulator 21 KIPS | 283-342-76039 |  | ALUMAFORM | FGS21-96CR | GSI-96-21 | 500 | 39.5333 | 19766.6667 | 49.4167 | 24708.3333 | 6-8 WEEKS | 41.614 | 20807.0175 | 43.8042 | 21902.1237
96 Guy Strain Insulator 21 KIPS | 283-342-76039 |  | HUBBELL | GS21096CC1 | GSI-96-21 | 1000 | 37.7167 | 37716.6667 | 47.1458 | 47145.8333 | stock-6 weeks | 39.7018 | 39701.7544 | 41.7913 | 41791.3204
96 Guy Strain Insulator 21 KIPS | 283-342-76039 |  | PREFORMED | GSF21-96CCR | GSI-96-21 | 1000 | 37.3167 | 37316.6667 | 46.6458 | 46645.8333 | stock-6 weeks | 39.2807 | 39280.7018 | 41.3481 | 41348.1071
96 Guy Strain Insulator 21 KIPS |  |  | PREFORMED | GSF21-96CTR | GSI-96-21-CT-TE | 1000 | 39.1167 | 39116.6667 | 48.8958 | 48895.8333 | stock-6 weeks | 41.1754 | 41175.4386 | 43.3426 | 43342.5669
96 Guy Strain Insulator 30 KIPS | 283-342-76039 |  | HUBBELL | GS30096CC1 | GSI-96-30 | 1000 | 57.1333 | 57133.3333 | 71.4167 | 71416.6667 | stock-6 weeks | 60.1404 | 60140.3509 | 63.3056 | 63305.6325
96 Guy Strain Insulator 30 KIPS | 283-342-76039 |  | ALUMAFORM | FGS30-96CR | GSI-96-30 | 1000 | 39.8333 | 39833.3333 | 49.7917 | 49791.6667 | stock-6 weeks | 41.9298 | 41929.8246 | 44.1367 | 44136.6574
96 Guy Strain Insulator 30 KIPS | 283-342-76039 |  | MACLEAN | GCC30-96R | GSI-96-30 | 1000 | 63.4667 | 63466.6667 | 79.3333 | 79333.3333 | stock-6 weeks | 66.807 | 66807.0175 | 70.3232 | 70323.1764
96 Guy Strain Insulator 30 KIPS | 283-342-76039 |  | MACLEAN | GCC21-96R | GSI-96-30 | 1000 | 52.5333 | 52533.3333 | 65.6667 | 65666.6667 | stock-6 weeks | 55.2982 | 55298.2456 | 58.2087 | 58208.6796
GUY STRAIN INSULATOR 54" | 283-342-76041 |  | HUBBELL | GS21054CC1 | GSI-54IN | 1000 | 36.3667 | 36366.6667 | 45.4583 | 45458.3333 | stock-6 weeks | 38.2807 | 38280.7018 | 40.2955 | 40295.4755
GUY STRAIN INSULATOR 54" | 283-342-76041 |  | PREFORMED | GSF21-54CCR | GSI-54IN | 1000 | 32.3667 | 32366.6667 | 40.4583 | 40458.3333 | stock-6 weeks | 34.0702 | 34070.1754 | 35.8633 | 35863.3426
GUY STRAIN INSULATOR 54" | 283-342-76041 |  | MACLEAN | GCC21-54R | GSI-54IN | 1000 | 35.65 | 35650 | 44.5625 | 44562.5 | stock-6 weeks | 37.5263 | 37526.3158 | 39.5014 | 39501.385
GUY STRAIN INSULATOR 54" | 283-342-76041 |  | ALUMAFORM | FGS21-54CR | GSI-54IN | 1000 | 29.6333 | 29633.3333 | 37.0417 | 37041.6667 | stock-6 weeks | 31.193 | 31192.9825 | 32.8347 | 32834.7184
GUY STRAIN INSULATOR 54" | 283-342-76041 |  | K-LINE | KL54CRS | GSI-54IN | 1000 | 92.9667 | 92966.6667 | 116.2083 | 116208.3333 | 6-8 WEEKS | 97.8596 | 97859.6491 | 103.0102 | 103010.157
Stud, Insulator Short 3/4" x 3.5" | 283-063-70604 |  | KLINE | KLOP027A | S-S-ST-INS-3/4X3.5IN | 2000 | 8.7167 | 17433.3333 | 10.8958 | 21791.6667 | 7-9 weeks aro | 9.1754 | 18350.8772 | 9.6584 | 19316.7128
Stud, Insulator Long 3/4" x 7.5" | 283-063-70606 |  | KLINE | KLOP032C | L-S-ST-INS-3/4X7.5IN | 2000 | 26.2167 | 52433.3333 | 32.7708 | 65541.6667 | 7-9 weeks aro | 27.5965 | 55192.9825 | 29.0489 | 58097.8763
POLYMER INSULATOR SPOOL GRAY "NEUTRAL SPOOL GRAY" | 283-342-24112 |  | HUBBELL | C9091032PG | INPOLYMERSPOOLGRAY | 1000 | 2.1167 | 2116.6667 | 2.6458 | 2645.8333 | stock-6 weeks | 2.2281 | 2228.0702 | 2.3453 | 2345.337
FIBER GUY STRAIN ROD "Clevis" Fitting; with Roller, Clevis Pin & Cotter Pin 24" 16 kips | 283-342-72431 |  | HUBBELL | GS16024CC1 | ROD-GS-CL-24IN-16KIP | 1000 | 21.55 | 21550 | 26.9375 | 26937.5 | stock-6 weeks | 22.6842 | 22684.2105 | 23.8781 | 23878.1163
FIBER GUY STRAIN ROD "Clevis" Fitting; with Roller, Clevis Pin & Cotter Pin 24" 16 kips | 283-342-72431 |  | MACLEAN | GCC15-24R | ROD-GS-CL-24IN-16KIP | 1000 | 24.6167 | 24616.6667 | 30.7708 | 30770.8333 | stock-6 weeks | 25.9123 | 25912.2807 | 27.2761 | 27276.0849
FIBER GUY STRAIN ROD "Clevis" Fitting; with Roller, Clevis Pin & Cotter Pin 54" 16 kips | 283-342-76031 |  | HUBBELL | GS16054CC1 | ROD-GS-CL-54IN-16KIP | 1000 | 22.1 | 22100 | 27.625 | 27625 | stock-6 weeks | 23.2632 | 23263.1579 | 24.4875 | 24487.5346
FIBER GUY STRAIN ROD "Clevis" Fitting; with Roller, Clevis Pin & Cotter Pin 60" 16 kips | 283-342-76031 ALTERNATIVE |  | MACLEAN | GCC15-60R | ROD-GS-CL-60IN-16KIP | 1000 | 29.6167 | 29616.6667 | 37.0208 | 37020.8333 | stock-6 weeks | 31.1754 | 31175.4386 | 32.8163 | 32816.2512
FIBER GUY STRAIN ROD "Clevis" Fitting; with Roller, Clevis Pin & Cotter Pin 60" 16 kips | 283-342-76031 ALTERNATIVE |  | HUBBELL | GS16060CC1 | ROD-GS-CL-60IN-16KIP | 1000 | 30 | 30000 | 37.5 | 37500 | stock-6 weeks | 31.5789 | 31578.9474 | 33.241 | 33240.9972
FIBER GUY STRAIN ROD "Clevis" Fitting; with Roller, Clevis Pin & Cotter Pin 60" 16 kips | 283-342-76031 ALTERNATIVE |  | K-LINE | LK54CRS | ROD-GS-CL-60IN-16KIP | 1000 | 62.7167 | 62716.6667 | 78.3958 | 78395.8333 | 6 - 8 WEEKS | 66.0175 | 66017.5439 | 69.4922 | 69492.1514
5/8" CLAMPS FOR GROUND RODS |  |  | SOUTHERN GROUNDING | G5 | 5/8CLAMPS | 500 | 1.5385 | 769.2308 | 1.9231 | 961.5385 | Initial manufacturing lead time 90 days. Thereafter will be held in stock with 90 days supply) | 1.6194 | 809.7166 | 1.7047 | 852.3333
5/8 x 8 Ft. Copper Clad Rod |  |  | SOUTHERN GROUNDING | C588 | 5/8X8GROUNDRODS | 500 | 13.3077 | 6653.8462 | 16.6346 | 8317.3077 | Initial manufacturing lead time 90 days. Thereafter will be held in stock with 90 days supply) | 14.0081 | 7004.0486 | 14.7454 | 7372.6827
Rod Armor AAC 397 | 283-117-72001 |  | HELICAL | AAR-534 | ARMROD-397 | 1000 | 29.1333 | 29133.3333 | 36.4167 | 36416.6667 | stock-6 weeks | 30.6667 | 30666.6667 | 32.2807 | 32280.7018
Rod Armor AAC 397 | 283-117-72001 |  | HUBBELL | AP8130 | ARMROD-397 | 1000 | 35.35 | 35350 | 44.1875 | 44187.5 | stock-6 weeks | 37.2105 | 37210.5263 | 39.169 | 39168.9751
line post stud 3/4" shank 1 13/16 length for steel KNOTS |  |  | POWERLINE | P25249.1 | LPS-3/4SH-113/16 | 500 | 2.9667 | 1483.3333 | 3.7083 | 1854.1667 | stock-6 weeks | 3.1228 | 1561.4035 | 3.2872 | 1643.5826
ADAPTER THIMBLE LEAD 1 3/8 | 283-003-00838 |  | HUBBELL | 4257 | A-T-L-1 3/8 | 3000 | 8.5 | 25500 | 10.625 | 31875 | stock-6 weeks | 8.9474 | 26842.1053 | 9.4183 | 28254.8476
ADAPTER TRANSFORMER #2 | 283-003-90302 |  | BURNDY | YE2R25 | AD-T-2 | 3000 | 4.4 | 13200 | 5.5 | 16500 | stock-6 weeks | 4.6316 | 13894.7368 | 4.8753 | 14626.0388
ADAPTER TRANSFORMER #2 | 283-003-90302 |  | RICHARDS | APT7 | AD-T-2 | 3000 | 3.9 | 11700 | 4.875 | 14625 | stock-6 weeks | 4.1053 | 12315.7895 | 4.3213 | 12963.9889
ADAPTER TRANSFORMER 1/0 | 283-003-90310 |  | BURNDY | YE25R25 | AD-T-1/0 | 3000 | 4.4 | 13200 | 5.5 | 16500 | stock-6 weeks | 4.6316 | 13894.7368 | 4.8753 | 14626.0388
ADAPTER TRANSFORMER 1/0 | 283-003-90310 |  | RICHARDS | APT9 | AD-T-1/0 | 3000 | 4.9833 | 14950 | 6.2292 | 18687.5 | stock-6 weeks | 5.2456 | 15736.8421 | 5.5217 | 16565.097
ADAPTER TRANSFORMER 2/0 | 283-003-90320 |  | BURNDY | YE26R60 | AD-T-2/0 | 1000 | 10.55 | 10550 | 13.1875 | 13187.5 | stock-6 weeks | 11.1053 | 11105.2632 | 11.6898 | 11689.7507
ADAPTER TRANSFORMER 4/0 | 283-003-90340 |  | BURNDY | YE28R60 | AD-T-4/0 | 500 | 11.4667 | 5733.3333 | 14.3333 | 7166.6667 | stock-6 weeks | 12.0702 | 6035.0877 | 12.7054 | 6352.7239
ADAPTER TRANSFORMER 4/0 | 283-003-90340 |  | RICHARDS | APT-12 | AD-T-4/0 | 500 | 9.6667 | 4833.3333 | 12.0833 | 6041.6667 | stock-6 weeks | 10.1754 | 5087.7193 | 10.711 | 5355.494
POLY 1” 35KV TIE TOP(STT) 342-35137 | 283-342-35137 |  | K-LINE | KL35STF | TIETOP-13/8IN-35KV | 500 | 96.9333 | 48466.6667 | 121.1667 | 60583.3333 | 6-8 WEEKS | 102.0351 | 51017.5439 | 107.4054 | 53702.6777
POLY 1” 35KV TIE TOP(STT) 342-35137 | 283-342-35137 |  | K-LINE | KL35ST | TIETOP-1IN-35KV | 500 | 98.9333 | 49466.6667 | 123.6667 | 61833.3333 | 6-8 WEEKS | 104.1404 | 52070.1754 | 109.6214 | 54810.711
POLY 1” 35KV TIE TOP(STT) 342-35137 | 283-342-35137 |  | PREFORMED | IP-35-F1 | TIETOP-1IN-35KV | 400 | 21.6333 | 8653.3333 | 27.0417 | 10816.6667 | STOCK - 2 WEEKS | 22.7719 | 9108.7719 | 23.9705 | 9588.181
POLY 1’’3/8 35KV TIE TOP(STX)342-35158 | 283-342-35158 |  | PREFORMED | IP-35-F2 | TIETOP-13/8IN-35KV | 400 | 21.6333 | 8653.3333 | 27.0417 | 10816.6667 | stock-6 weeks | 22.7719 | 9108.7719 | 23.9705 | 9588.181
CROSS-ARM PIN 1" | 283-454-10111 |  | HUBBELL | 883P | CAP-1 | 1000 | 7.8167 | 7816.6667 | 9.7708 | 9770.8333 | stock-6 weeks | 8.2281 | 8228.0702 | 8.6611 | 8661.1265
pin steel crossarm 1" | 283-454-10113 |  | HUBBELL | 887P | P-S-C-1 | 1000 | 9.8 | 9800 | 12.25 | 12250 | stock-6 weeks | 10.3158 | 10315.7895 | 10.8587 | 10858.7258
pin pole top 12"- 1 3/8 ridge | 283-454-10122 |  | HUBBELL | RPH124 | P-P-T-12IN | 1000 | 55.6 | 55600 | 69.5 | 69500 | stock-6 weeks | 58.5263 | 58526.3158 | 61.6066 | 61606.6482
7.0 Cubic Feet Polecrete Stabi | 283-012-00001 |  | POLECRETE | KIT-000091 | 7CUB- POLECRETE | 2000 | 191.8833 | 383766.6667 | 239.8542 | 479708.3333 | stock-6 weeks | 201.9825 | 403964.9123 | 212.6131 | 425226.2235
CROSS-ARM FIBERGLASS 10FT | 283-182-50410 |  | PUPI | DA3000120E4B9X2 | CA-10-FIB | 1000 | 450 | 450000 | 562.5 | 562500 | stock-6 weeks | 473.6842 | 473684.2105 | 498.615 | 498614.9584
CROSS-ARM FIBERGLASS 10FT | 283-182-50410 |  | MACLEAN | PY10SD005-2E-SM | CA-10-FIB | 1000 | 379.55 | 379550 | 474.4375 | 474437.5 | stock-6 weeks | 399.5263 | 399526.3158 | 420.554 | 420554.0166
STANDOFF BRACKET FOR LINE POST INSULATOR Height: 9" Mounting Hole: 13/16" Width: 5" USES 5/8" BOLT | 283-310-00009 |  | HUBBELL | C2060009 | BRACK-LPS-9-13/16-9 | 501 | 53.3833 | 26745.05 | 66.7292 | 33431.3125 | stock-6 weeks | 56.193 | 28152.6842 | 59.1505 | 29634.4044
BRACKET POST INSULATOR STAND OFF 9" USES 3/4" BOLT | 283-310-00009 |  | K-LINE | KLOP056 | BRACK-LPS-9-13/16-9 | 400 | 53.65 | 21460 | 67.0625 | 26825 | 6 - 8 WEEKS | 56.4737 | 22589.4737 | 59.446 | 23778.3934
STANDOFF BRACKET FOR LINE POST INSULATOR Height: 9" Mounting Hole: 15/16" Width: 10" | 283-310-00009 |  | HUGHES BROTHERS | B2025 | BRACK-LPS-9-15/16-9 | 340 | 111.6667 | 37966.6667 | 139.5833 | 47458.3333 | 8-9 WEEKS | 117.5439 | 39964.9123 | 123.7304 | 42068.3287
CLUSTER MOUNT Bracket 3 Phase Transformer | 283-310-00409 |  | Alumaform | 15M36 | TR-RACK-TR-MT-BANDED | 400 | 353.8333 | 141533.3333 | 442.2917 | 176916.6667 | stock-6 weeks | 372.4561 | 148982.4561 | 392.0591 | 156823.638
CLUSTER MOUNT Bracket 3 Phase Transformer | 283-310-00409 |  | Hubbell | C15M36 | TR-RACK-TR-MT-BANDED | 400 | 257.6167 | 103046.6667 | 322.0208 | 128808.3333 | stock to 6 weeks | 271.1754 | 108470.1754 | 285.4478 | 114179.132
CUTOUT DOUBLE BRACKET 5/8" BOLT | 283-310-01126 |  | HUBBELL | C1HCA | B-D-COUTA | 100 | 40.35 | 4035 | 50.4375 | 5043.75 | stock-6 weeks | 42.4737 | 4247.3684 | 44.7091 | 4470.9141
CUTOUT DOUBLE BRACKET 5/8" BOLT | 283-310-01126 |  | ALUMAFORM | S1HCA | B-D-COUTA |  | 38.7667 | 0 | 48.4583 | 0 | stock-6 weeks | 40.807 | 0 | 42.9548 | 0
bracket equipment mount curve | 283-310-01325 |  | ALUMAFORM | R3CA-2C | B-EQ-MT-3 | 1000 | 167.5167 | 167516.6667 | 209.3958 | 209395.8333 | stock-6 weeks | 176.3333 | 176333.3333 | 185.614 | 185614.0351
Bracket Horizontal Standoff Long SINGLE PHASE FIBERGLASS FIBGLS(HOZ)SINGLE PHASE 342-65425 | 283-342-65425 |  | HUBBELL | 1SBH24H1 | BRACKET-HOR-SF | 500 | 65.8167 | 32908.3333 | 82.2708 | 41135.4167 | stock-6 weeks | 69.2807 | 34640.3509 | 72.9271 | 36463.5272
Bracket Standoff SHORT Vertical FIBERGL (VER)1-PHASE 342-65426 | 283-342-65426 |  | HUBBELL | 1SBH24V1 | BRACKET-VERT-SF | 500 | 73.5333 | 36766.6667 | 91.9167 | 45958.3333 | stock-6 weeks | 77.4035 | 38701.7544 | 81.4774 | 40738.6888
2-Position Cutout / Arrester Standoff Bracket w/ Hardware, 1.5X12" |  |  | HUBBELL | 1SBM12CTB | BRACKET-2POS-1.SX12IN | 387 | 52.65 | 20375.55 | 65.8125 | 25469.4375 | 8-9 WEEKS | 55.4211 | 21447.9474 | 58.338 | 22576.7867
3 phase term arrester mount 10 9 /16”x 24 3 /4” x 11” 3 9 /16” |  |  | ALUMAFORM | 51837 | BRACKRT | 400 | 90.0333 | 36013.3333 | 112.5417 | 45016.6667 | 8-9 WEEKS | 94.7719 | 37908.7719 | 99.7599 | 39903.9705
DUCT A SEAL 4X6 | 283-594-00406 |  | SEAL A CON/ HUBBELL | M13903 | DAS-4X6 | 1000 | OBSOLETE
STAPLES, COPPER COAT 1/2/2X5/16X1 | 283-618-01801 |  | MACLEAN | J6494 | STAPLES, COPPER COAT | 5000 | 0.45 | 2250 | 0.5625 | 2812.5 | stock-6 weeks | 0.47368 | 2368.4211 | 0.49861 | 2493.0748
STAPLES, COPPER COAT 1/2/2X5/16X1 | 283-618-01801 |  | ALLIED | 25007 | STAPLES, COPPER COAT | 5000 | 0.1 | 500 | 0.125 | 625 | stock-6 weeks | 0.10526 | 526.3158 | 0.1108 | 554.0166
STAPLES, COPPER COAT 1/2/2X5/16X1 | 283-618-01801 |  | HUBBELL | C2050225 | STAPLES, COPPER COAT | 5000 | 0.36667 | 1833.3333 | 0.45833 | 2291.6667 | stock-6 weeks | 0.38596 | 1929.8246 | 0.40628 | 2031.3943
PUPI CROSS ARM (8FT ) |  |  | PUPI | TB2000-96-032 | 8FT-CROSS ARM | 3000 | 189.1667 | 567500 | 236.4583 | 709375 | stock-6 weeks | 199.1228 | 597368.4211 | 209.603 | 628808.8643
6 FT LIGHT BRACKETS |  | NEW | LIGHT POLES PLUS | UM-S-CNT-BTP-1-000-GV-72 | LIGHTBRACKET-6FT | 100 | 318.3333 | 31833.3333 | 397.9167 | 39791.6667 | 6 to 8 weeks | 335.0877 | 33508.7719 | 352.7239 | 35272.3915
6 FT LIGHT BRACKETS |  | NEW | Utlity Metals | .P200S060 | LIGHTBRACKET-6FT | 100 | 75.8333 | 7583.3333 | 94.7917 | 9479.1667 | 3-4 weeks | 79.8246 | 7982.4561 | 84.0259 | 8402.5854
6 FT LIGHT BRACKETS |  | NEW | AWG/SUPREME | UM-S-CNT-BTP-1-000-GV-72 | LIGHTBRACKET-6FT | 100 | 41 | 4100 | 51.25 | 5125 | 8-12 WEEKS | 43.1579 | 4315.7895 | 45.4294 | 4542.9363
|  | NEW | SALCO | WP-125-6-A | LIGHTBRACKET-6FT | 100 | 56.6667 | 5666.6667 | 70.8333 | 7083.3333 | 8-12 WEEKS | 59.6491 | 5964.9123 | 62.7886 | 6278.855
8 FT LIGHT BRACKET |  | NEW | LIGHT POLES PLUS | UM-S-CNT-BTP-1-000-GV-96 | LIGHTBRACKET-8FT | 300 | 408.3333 | 122500 | 510.4167 | 153125 | 6 to 8 weeks | 429.8246 | 128947.3684 | 452.4469 | 135734.072
8 FT LIGHT BRACKET |  | NEW | Utlity Metals | P200S080 | LIGHTBRACKET-8FT | 300 | 85.8333 | 25750 | 107.2917 | 32187.5 | 3-4 weeks | 90.3509 | 27105.2632 | 95.1062 | 28531.856
8 FT LIGHT BRACKET |  | NEW | AWG/SUPREME | UM-S-CNT-BTP-1-000-GV-96 | LIGHTBRACKET-8FT | 300 | 95 | 28500 | 118.75 | 35625 | 8-12 WEEKS | 100 | 30000 | 105.2632 | 31578.9474
8 FT LIGHT BRACKET |  | NEW | SALCO | WP-2-8-A | LIGHTBRACKET-8FT | 300 | 90 | 27000 | 112.5 | 33750 | 8-12 WEEKS | 94.7368 | 28421.0526 | 99.723 | 29916.8975
Chain Link | 283-738-03808 |  | HUBBELL | LK60 | CH-LK-FS-60KLB-3.5IN | 2000 | 11.7333 | 23466.6667 | 14.6667 | 29333.3333 | stock-6 weeks | 12.3509 | 24701.7544 | 13.0009 | 26001.8467
SUPER 33 VINYL ELECTRICAL TAPE | 283-801-50133 |  | MORRIS | 60110 | V-T-3/4X66 | 2000 | 3.6667 | 7333.3333 | 4.5833 | 9166.6667 | stock - 2 weeks | 3.8596 | 7719.2982 | 4.0628 | 8125.5771
GUY MARKER/ GUY GUARD 1 1/2" X 8' |  |  | HUBBELL | C0790263 | GUY-GUARD-11/2X8FT-Y | 2000 | 19.85 | 39700 | 24.8125 | 49625 | stock-6 weeks | 20.8947 | 41789.4737 | 21.9945 | 43988.9197
GUY MARKER/ GUY GUARD 1 1/2" X 8' |  |  | ELECTRICAL MATERIALS | 70-7Y | GUY-GUARD-11/2X8FT-Y | 2000 | 13.675 | 27350 | 17.0938 | 34187.5 | stock-6 weeks | 14.3947 | 28789.4737 | 15.1524 | 30304.7091
EXPEDITED FREIGHT (for urgent delivery requirments) | [7 empty] | TBD |  | TBD
[7 empty] | TOTAL VALUE | 16852064.4269 |  | 21074116.992

## CONSIGNMENT MATERIAL
CONSIGNMENT MATERIAL BID SHEET
Description | Stock Number | NEW MANUFACTURER AND PART NUMBER FOR YOUR CONSIDERATION | MANUFACTURER | Manufacturer Part Number | AWG PART NUMBER | 60 Day Restoration | AWG UNIT PRICE FOB MIAMI | AWG EXTENDED PRICE FOB MIAMI | AWG UNIT PRICE (CIF) DELIVERED TO STX,STT,STJ | AWG EXTENDED PRICE (CIF) DELIVERED TO STX,STT,STJ | Delivery/Current Availability to ship | COMMENTS | ESTIMATED PROJECTION YEAR 2 UNIT PRICE DELIVERED TO FLORIDA | ESTIMATED PROJECTION YEAR 2 EXTENDED PRICE DELIVERED TO FLORIDA | ESTIMATED PROJECTION YEAR 3 UNIT PRICE DELIVERED TO STX,STT,STJ | ESTIMATED PROJECTION YEAR 2 EXTENDED PRICE DELIVERED TO STX,STT,STJ
SERVICE WIRE
#4 DUPLEX 500' COIL | 283-163-20400 |  | AWG | WHIPPET | A4-02SDX20 | 30000 | 0.33 | 9900 | 0.4125 | 12375 | stock |  | 0.34737 | 10421.0526 | 0.43421 | 13026.3158
#2 TRIPLEX XLP ALUM. CONDUCTOR COIL | 283-163-30200 |  | AWG | SHRIMP | A2-03SDX500 | 60000 | 0.71 | 42600 | 0.8875 | 53250 | stock |  | 0.74737 | 44842.1053 | 0.93421 | 56052.6316
LEDA 1/0 TRIPLEX ALUM. | 283-163-31000 |  | AWG | LEDA | A1/0-3SDX210 | 60000 | 1.07 | 64200 | 1.3375 | 80250 | stock |  | 1.1263 | 67578.9474 | 1.4079 | 84473.6842
2/0 TRIPLEX ALUM. | 283-163-32000 |  | AWG | DUNGENESE | A2/0-03SDX20 | 20000 | 1.05 | 21000 | 1.3125 | 26250 | stock |  | 1.1053 | 22105.2632 | 1.3816 | 27631.5789
1/0 QUAD SHETLAND | 283-163-41000 |  | AWG | SHETLAND | A1/0-04SDX20 | 20000 | 1.24 | 24800 | 1.55 | 31000 | stock |  | 1.3053 | 26105.2632 | 1.6316 | 32631.5789
QUADRUPLEX 2/0 ALUMINUM | 283-163-42000 |  | AWG | THOROUGHBRED | A2/0-04SDX20 | 1500 | 1.61 | 2415 | 2.0125 | 3018.75 | stock |  | 1.6947 | 2542.1053 | 2.1184 | 3177.6316
4/0 QUADRUPLEX ALUMINUM | 283-163-44000 |  | AWG | WALKING | A4/0-04SDX20 | 10000 | 2.12 | 21200 | 2.65 | 26500 | stock |  | 2.2316 | 22315.7895 | 2.7895 | 27894.7368
PRIMARY WIRE
BARE ALUM 1/0 123. 3-7 AZUSA (6045' REEL ) | 283-153-02313 |  | AWG | AZUSA | A1/0-01BA02 | 100000 | 0.28 | 28000 | 0.35 | 35000 | stock |  | 0.29474 | 29473.6842 | 0.36842 | 36842.1053
155.4 (2/0 BARE ALUM. | 283-153-02000 |  | AWG | ANAHEIM | A2/0-01BA02 | 60000 | 0.33 | 19800 | 0.4125 | 24750 | stock |  | 0.34737 | 20842.1053 | 0.43421 | 26052.6316
WIRE BARE ALUM. 4/0 246.9 ALLIANCE | 283-153-04619 |  | AWG | ALLIANCE | A4/0-01BA02 | 100000 | 0.82 | 82000 | 1.025 | 102500 | stock |  | 0.86316 | 86315.7895 | 1.0789 | 107894.7368
WIRE BARE ALUM. CANTON 394.5 | 283-153-03919 |  | AWG | CANTON | A336.4-01BA02 | 100000 | 0.76 | 76000 | 0.95 | 95000 | stock |  | 0.8 | 80000 | 1 | 100000
WIRE BARE ALUM. CANNA 397.5 KCM | 283-153-03917 |  | AWG | CANNA | A397.5-01BA01 | 200000 | 0.82 | 164000 | 1.025 | 205000 | stock |  | 0.86316 | 172631.5789 | 1.0789 | 215789.4737
INSULATED
WIRE CABLE INSUL. CU #6 THNN | 283-097-13106 |  | AWG | E14891 | 6-01THHN00 | 6000 | 0.52 | 3120 | 0.65 | 3900 | 3-4 days |  | 0.54737 | 3284.2105 | 0.68421 | 4105.2632
WIRE CABLE INSUL. CU. #2 THNN | 283-097-13102 |  | AWG | 2 AWG-7-600 | 2-01THHN00 | 10000 | 1.2267 | 12266.6667 | 1.5333 | 15333.3333 | 3-4 days |  | 1.2912 | 12912.2807 | 1.614 | 16140.3509
WIRE CABLE INSUL. CU. 1/0-7 THNN | 283-097-13110 |  | AWG | 1/0 AWG-7-600 | 1/0-01THHN00 | 6000 | 2.0667 | 12400 | 2.5833 | 15500 | 3-4 days |  | 2.1754 | 13052.6316 | 2.7193 | 16315.7895
WIRE CABLE INSUL. CU. 2/0 THNN | 283-097-13120 |  | AWG | 2/0 AWG-7-600 |  | 6000 | 2.3467 | 14080 | 2.9333 | 17600 | 3-4 days |  | 2.4702 | 14821.0526 | 3.0877 | 18526.3158
WIRE CABLE INSUL. CU. 4/0 THNN | 283-097-13140 |  | AWG | 4/0 19 STR. E | 4/0-01THHN00 | 6000 | 3.6667 | 22000 | 4.5833 | 27500 | 3-4 days |  | 3.8596 | 23157.8947 | 4.8246 | 28947.3684
WIRE CABLE INSUL. CU. 250 THNN | 283-097-13125 |  | AWG | 250 MCM 37W |  | 6000 | 4.3733 | 26240 | 5.4667 | 32800 | 3-4 days |  | 4.6035 | 27621.0526 | 5.7544 | 34526.3158
WIRE CABLE INSUL. CU. 500 THNN | 283-097-13150 |  | AWG | 500 MCM |  | 6000 | 8.6667 | 52000 | 10.8333 | 65000 | 3-4 days |  | 9.1228 | 54736.8421 | 11.4035 | 68421.0526
STREET LIGHT WIRE
WIRE INS. STRANDED BLACK 10 AWG C THHN THWN | 283-097-13010 |  | AWG | 10 AWG THHN | 10-01THHN00 | 50000 | 0.23 | 11500 | 0.2875 | 14375 | 3-4 days |  | 0.24211 | 12105.2632 | 0.30263 | 15131.5789
WIRE INS. STRANDED WHITE 10 AWG C THHN THWN | 283-097-13011 |  | AWG | 10 AWG THHN | 10-01THHN03 | 50000 | 0.23 | 11500 | 0.2875 | 14375 | 3-4 days |  | 0.24211 | 12105.2632 | 0.30263 | 15131.5789
1/0 HENRIX WIRE | 283-163-30100 |  |  | S0010PA25B3-00 |  | 20000 | 1.1 | 22000 | 1.375 | 27500 | Initial delivery 8 weeks Thereafter held in stock |  | 1.1579 | 23157.8947 | 1.4474 | 28947.3684
4/0 HENDRIX WIRE | 283-163-30401 |  |  |  |  | 20000 | 1.54 | 30800 | 1.925 | 38500 | Initial delivery 8 weeks Thereafter held in stock |  | 1.6211 | 32421.0526 | 2.0263 | 40526.3158
397.5 HENDRIX WIRE | [5 empty] | 20000 | 2.1 | 42000 | 2.625 | 52500 | Initial delivery 8 weeks Thereafter held in stock |  | 2.2105 | 44210.5263 | 2.7632 | 55263.1579
GROUND WIRE (BARE)
#4 SD BARE COPPER 200' REEL | 283-156-10402 |  | AWG | #4 AWG | 4-01BC700 | 10000 | 0.66667 | 6666.6667 | 0.83333 | 8333.3333 | Initial delivery 1 week Thereafter held in stock |  | 0.70175 | 7017.5439 | 0.87719 | 8771.9298
#6 HD BARE COPPER 1000' REEL | 283-156-10601 |  | AWG | #6 H/D | 6-01BC720 | 10000 | 0.6 | 6000 | 0.75 | 7500 | Initial delivery 1 week Thereafter held in stock |  | 0.63158 | 6315.7895 | 0.78947 | 7894.7368
#6 SD BARE COPPER 315' REEL | 283-156-10602 |  | AWG | #6 S/D | 6-01BC700 | 30000 | 0.46667 | 14000 | 0.58333 | 17500 | Initial delivery 1 week Thereafter held in stock |  | 0.49123 | 14736.8421 | 0.61404 | 18421.0526
#4 CCS SOLID STEEL COPPER 500FT | 283-156-10604 |  | AWG | 977200000 |  | 30000 | 0.73333 | 22000 | 0.91667 | 27500 | Initial delivery 1 week Thereafter held in stock |  | 0.77193 | 23157.8947 | 0.96491 | 28947.3684
#6 CCS SOLID STEEL COPPER 500FT | 283-156-10606 |  | AWG | 977420000 | 6S-01CW | 30000 | 0.55 | 16500 | 0.6875 | 20625 | Initial delivery 1 week Thereafter held in stock |  | 0.57895 | 17368.4211 | 0.72368 | 21710.5263
7/16" EHS 500' COIL CLASS BEZINAL |  |  |  | *7/16GUY00 | 7/16GUY00 | 100000 | 0.59 | 59000 | 0.7375 | 73750 | stock |  | 0.62105 | 62105.2632 | 0.77632 | 77631.5789
BARE ALUM TIE WIRE #4AWG |  |  |  |  | A4S-01WSD | 30000 | 0.12 | 3600 | 0.15 | 4500 | stock
GUY WRAP 3/8" GALVANIZED STEEL 10M |  |  | HUBBELL | FWDE-1107 | GW-3/8 | 25000 | 3.6462 | 91153.8462 | 4.5577 | 113942.3077 | STOCK -6 WEEKS |  | 3.8381 | 95951.417 | 4.7976 | 119939.2713
GUY WRAP 3/8" GALVANIZED STEEL 10M |  |  | PLP | GDE-1107 | GW-3/8 | 25000 | 3.6154 | 90384.6154 | 4.5192 | 112980.7692 | STOCK -6 WEEKS |  | 3.8057 | 95141.7004 | 4.7571 | 118927.1255
GUY WRAP 3/8" GALVANIZED STEEL 10M |  | NEW | HELICAL | HG 210-3/8 | GW-3/8 |  | 3.4308 | 0 | 4.2885 | 0 | STOCK -6 WEEKS |  | 3.6113 | 0 | 4.5142 | 0
GUY WRAP 3/8" STAINLESS STEEL 10M |  |  | HELICAL | HG 910-3/8 | GW-3/8-SS |  | 35.3846 | 0 | 44.2308 | 0 | STOCK -6 WEEKS |  | 37.247 | 0 | 46.5587 | 0
GUY WRAP 7/16" GALVANIZED STEEL 10M | 283-117-73216 |  | HUBBELL | FWDE1108 | GW-7/16 | 2000 | 5 | 10000 | 6.25 | 12500 | STOCK -6 WEEKS |  | 5.2632 | 10526.3158 | 6.5789 | 13157.8947
GUY WRAP 7/16" GALVANIZED STEEL 10M | 283-117-73216 |  | PLP | GDE-1108 | GW-7/16 | 2000 | 6.6333 | 13266.6667 | 8.2917 | 16583.3333 | STOCK -6 WEEKS |  | 6.9825 | 13964.9123 | 8.7281 | 17456.1404
GUY WRAP 7/16" GALVANIZED STEEL 10M | 283-117-73216 |  | HELICAL | HG211-7/16 | GW-7/16 | 2000 | 6.3077 | 12615.3846 | 7.8846 | 15769.2308 | STOCK -6 WEEKS |  | 6.6397 | 13279.3522 | 8.2996 | 16599.1903
OPTION FOR 7/16 : GUY WRAP 7/16" STAINLESS STEEL 10M |  |  | HELICAL | HG911-7/16 | GW-7/16-SS | 500 | 53.8462 | 26923.0769 | 67.3077 | 33653.8462 | STOCK -6 WEEKS |  | 56.6802 | 28340.081 | 70.8502 | 35425.1012
Guy, Wire Dead End Automatic 9 Strand Vise 7/16" | 283-117-23016 |  | MACLEAN | 5203 | GW-DE-AU-9-SV-7/16 | 3000 | 36.8308 | 110492.3077 | 46.0385 | 138115.3846 | STOCK -6 WEEKS |  | 38.7692 | 116307.6923 | 48.4615 | 145384.6154
Automatic Guy Wire Dead End 9 Strand Vise 7/16" | 283-117-23016 |  | HUBBELL | GDE5203 | GW-DE-AU-9-SV-7/16 | 3000 | 30.9077 | 92723.0769 | 38.6346 | 115903.8462 | STOCK -6 WEEKS |  | 32.5344 | 97603.2389 | 40.668 | 122004.0486
Automatic Guy Wire Dead End 9 Strand Vise 7/16" | 283-117-23016 |  |  |  |  | 3000
CUTOUT
15KVA A or equivalent | 283-183-51513 |  | COOPER | LDB100A REPLACES S4BAP1A | S-C-15KV | 100 | 31.5385 | 3153.8462 | 39.4231 | 3942.3077 | 14 - 16 WEEKS | 1 PER PACKAGE | 33.1984 | 3319.8381 | 41.498 | 4149.7976
15KVA A or equivalent | 283-183-51513 | NEW | MACLEAN | SC15HG116-CD | S-C-15KV |  | 157.5846 |  | 196.9808 | 0 | stock - 6 weeks |  | 165.8785 | 0 | 207.3482 | 0
15KVA A or equivalent | 283-183-51513 | NEW | HUBBELL | C710112P ALT CP710112P | S-C-15KV |  | 106.4154 |  | 133.0192 | 0 | stock - 6 weeks |  | 112.0162 | 0 | 140.0202 | 0
27KV or equivalent | 283-183-51519 |  | COOPER | LDC100A REPLACES X2KCBMA | S-C-27KV | 200 | 47.6923 | 9538.4615 | 59.6154 | 11923.0769 | 14 - 16 WEEKS | 14 PER PACKAGE | 50.2024 | 10040.4858 | 62.753 | 12550.6073
27KV or equivalent | 283-183-51519 | NEW | MACLEAN | SC27SG108-CD | S-C-15KV |  | 184.5385 |  | 230.6731 | 0 | stock - 6 weeks |  | 194.251 | 0 | 242.8138 | 0
27KV or equivalent | 283-183-51519 | NEW | HUBBELL | C710211P ALT CP710 | S-C-15KV |  | 101.2154 |  | 126.5192 | 0 | stock - 6 weeks |  | 106.5425 | 0 | 133.1781 | 0
FUSE HOLDER
TYPE C 15KV or equivalent | 283-183-80115 |  | HUBBELL | T710-112T 100A | F-H-C-15KV | 100 | 32 | 6851 | 40 | 4000 | STOCK -6 WEEKS |  | 33.6842 | 7211.5789 | 42.1053 | 4210.5263
TYPE C 15KV or equivalent | 283-183-80115 | NEW | COOPER | S4BAP1A | F-H-C-15KV |  | 87.8333 | 6851 | 109.7917 | 0 | STOCK -6 WEEKS |  | 92.4561 | 7211.5789 | 115.5702 | 0
TYPE C 27KV or equivalent | 283-183-80127 |  | HUBBELL | T710-211T | F-H-C-27KV | 200 | 39.1026 | 6851 | 48.8782 | 9775.641 | STOCK -6 WEEKS |  | 41.1606 | 7211.5789 | 51.4507 | 10290.1484
TYPE C 27KV or equivalent | 283-183-80127 |  | ABB | X2JCBNAM12 | F-H-C-27KV |  | 55.1282 | 6851 | 68.9103 | 0 | STOCK -6 WEEKS |  | 58.0297 | 7211.5789 | 72.5371 | 0
TYPE C 27KV or equivalent | 283-183-80127 | NEW | COOPER | S9D1P1A | F-H-C-27KV |  | 93.5897 | 6851 | 116.9872 | 0 | STOCK -6 WEEKS |  | 98.5155 | 7211.5789 | 123.1444 | 0
LIGHTINING ARRESTERS
ARRESTER 10KV | 283-015-21010 |  | HUBBELL | 2137097314 | ARRESTER-10KV | 250 | 32.7436 | 6851 | 40.9295 | 10232.3718 | STOCK -6 WEEKS |  | 34.4669 | 7211.5789 | 43.0837 | 10770.9177
ARRESTER 10KV | 283-015-21010 |  | MACLEAN | ZHP010-0000100 | ARRESTER-10KV |  | 47.9744 | 6851 | 59.9679 | 0 | STOCK -6 WEEKS |  | 50.4993 | 7211.5789 | 63.1242 | 0
ARRESTER 10KV | 283-015-21010 |  | COOPER | UHS10070A1A1A1A | ARRESTER-10KV |  | 38.0769 | 6851 | 47.5962 | 0 | STOCK -6 WEEKS |  | 40.081 | 7211.5789 | 50.1012 | 0
ARRESTER 18KV UHS18100A1A1A1A 15.3 MCOV | 283-015-21018 |  | HUBBELL | 2137157315 | ARRESTER 18KV |  | 59.8718 | 6851 | 74.8397 | 0 | STOCK -6 WEEKS |  | 63.0229 | 7211.5789 | 78.7787 | 0
ARRESTER 18KV UHS18100A1A1A1A 15.3 MCOV | 283-015-21018 |  | MACLEAN | ZHP018-0000100 | ARRESTER 18KV |  | 55.4487 | 6851 | 69.3109 | 0 | STOCK -6 WEEKS |  | 58.3671 | 7211.5789 | 72.9588 | 0
ARRESTER 18KV UHS18100A1A1A1A 15.3 MCOV | 283-015-21018 |  | COOPER | UHS18100A1A1A1A | ARRESTER 18KV |  | 53.8462 | 6851 | 67.3077 | 0 | STOCK -6 WEEKS |  | 56.6802 | 7211.5789 | 70.8502 | 0
ARRESTER 27KV UHS27130A1A1A1A 27KV MCOV | 283-015-21027 |  | COOPER | UHS27130A1A1A1A | ARRESTER-27KV | 400 | 70.5128 | 6851 | 88.141 | 35256.4103 | Initial delivery 3-4 weeks Thereafter held in stock |  | 74.224 | 7211.5789 | 92.78 | 37112.0108
STREET LIGHT
175W COBRA HEAD FIXTURE | 283-390-17500 |  |  | OVZ17MWV3E4 | LIGHT-CH-175W | 100 | 263.8889 | 6851 | 329.8611 | 32986.1111 | 3-4 week Initial delivery Thereafter held in stock |  | 277.7778 | 7211.5789 | 347.2222 | 34722.2222
PHOTO CONTROL | 283-390-11521 |  |  | P120-1.0-PTW-BK | PHOTO-CONTROL | 200 | 13 | 6851 | 16.25 | 3250 | 3-4 week Initial delivery Thereafter held in stock |  | 13.6842 | 7211.5789 | 17.1053 | 3421.0526
[9 empty] | 0 | 0
NXT 60M, 700mA, 120‐240Vac Universal, 7 PIN ANSI Receptacle, Gray Paint Finish Type 2ES Distribution, 4000K | 283-390-02400 |  |  | NXT‐60M‐0‐7‐2ES‐7‐GY‐3‐UL‐S‐2H | LED-LT-700MA-120-240 | 200 | 527.92 | 105584 | 659.9 | 131980 | initial delivery 8 weeks |  | 555.7053 | 111141.0526 | 694.6316 | 138926.3158
Extra Long life photocell | 283-390-11521 |  |  | LRL66145‐LF | ELF-PHOTO-CELL | 200 | 26.5467 | 5309.3333 | 33.1833 | 6636.6667 | initial delivery 8 weeks |  | 27.9439 | 5588.7719 | 34.9298 | 6985.9649
POLES
35FT CLASS 4 | 283-048-63520 |  | BRIDGEWELL |  | 35-4WPOLE | 2000 | 225.641 | 451282.0513 | 282.0513 | 564102.5641 | 4-12 WEEKS |  | 237.5169 | 475033.7382 | 296.8961 | 593792.1727
35FT CLASS 4 | 283-048-63520 |  | GULF S435 |  | 35-4WPOLE |  | 223.0769 |  | 278.8462 | 0 | 3-6 WEEKS |  | 234.8178 | 0 | 293.5223 | 0
45FT CLASS 2 | 283-048-64520 |  | BRIDGEWELL |  | 45-2WPOLE | 2000 | 461.5385 | 923076.9231 | 576.9231 | 1153846.1538 | 4-12 WEEKS |  | 485.83 | 971659.919 | 607.2874 | 1214574.8988
45FT CLASS 2 | 283-048-64520 |  | GULF S435 |  | 45-2WPOLE |  | 570.5128 |  | 713.141 | 0 | 3-6 WEEKS |  | 600.5398 | 0 | 750.6748 | 0
55FT CLASS 2 | 283-048-65520 |  | BRIDGEWELL |  | 55-2WPOLE | 2000 | 638.4615 | 1276923.0769 | 798.0769 | 1596153.8462 | 4-12 WEEKS |  | 672.0648 | 1344129.5547 | 840.081 | 1680161.9433
55FT CLASS 2 | 283-048-65520 |  | GULF |  | 55-2WPOLE |  | 788.4615 |  | 985.5769 | 0 | 3-6 WEEKS |  | 829.9595 | 0 | 1037.4494 | 0
TRANSFORMERS (Pole Mounted)
Transformer 10KVA 7.960 KV 120/240 |  |  | ABB |  | TR-13.8/7.9-10KVA | 50 |  |  | 1667.5 | 83375 | Initial delivery 18 weeks Thereafter held in stock |  | 0 | 0 | 1755.2632 | 87763.1579
Transformer 10KVA 7.960 KV 120/240 |  |  | ABB/PPI | B8112C10ZZT12N1 | TR-13.8/7.9-10KVA |  | 47.2273 |  | 59.0341 | 0 | Initial delivery 7-8 weeks Thereafter held in stock |  | 49.7129 | 0 | 62.1411 | 0
Transformer 10KVA 7.960 KV 120/240 |  | NEW | COOPER |  | TR-13.8/7.9-10KVA |  | 1032.0513 |  | 1290.0641 | 0 | Initial delivery 21-25 weeks Thereafter held in stock |  | 1086.3698 | 0 | 1357.9622 | 0
Transformer 15KVA 7.960 KV120/240 |  |  | ABB |  | TR-P-120/240-15KVA | 50 |  |  | 1397.5 | 69875 | Initial delivery 18 weeks Thereafter held in stock |  | 0 | 0 | 1471.0526 | 73552.6316
Transformer 15KVA 7.960 KV120/240 |  |  | ABB/PPI | B8112C15ZZT12N1 | TR-P-120/240-15KVA |  | 1462.8205 |  | 1828.5256 | 0 | Initial delivery 7-8 weeks Thereafter held in stock |  | 1539.8111 | 0 | 1924.7638 | 0
Transformer 15KVA 7.960 KV120/240 |  | NEW | COOPER |  | TR-P-120/240-15KVA |  | 1133.3333 |  | 1416.6667 | 0 | Initial delivery 21-25 weeks Thereafter held in stock |  | 1192.9825 | 0 | 1491.2281 | 0
Transformer 25KVA 7.960 KV 120/240 |  |  | ABB |  | TR-P-120/240-25KVA | 60 |  |  | 1455 | 87300 | Initial delivery 18 weeks Thereafter held in stock |  | 0 | 0 | 1531.5789 | 91894.7368
Transformer 25KVA 7.960 KV 120/240 |  |  | ABB/PPI | B8112C25ZZT12N1 | TR-P-120/240-25KVA |  | 1523.0769 |  | 1903.8462 | 0 | Initial delivery 7-8 weeks Thereafter held in stock |  | 1603.2389 | 0 | 2004.0486 | 0
Transformer 25KVA 7.960 KV 120/240 |  | NEW | COOPER |  | TR-P-120/240-25KVA |  | 1339.7436 |  | 1674.6795 | 0 | Initial delivery 21-25 weeks Thereafter held in stock |  | 1410.2564 | 0 | 1762.8205 | 0
Transformer 37.5KVA 7.960 KV 120/240 |  |  | ABB |  | TR-P-120/240-37.5KVA | 60 |  |  | 1600 | 96000 | Initial delivery 18 weeks Thereafter held in stock |  | 0 | 0 | 1684.2105 | 101052.6316
Transformer 37.5KVA 7.960 KV 120/240 |  |  | ABB/PPI | B8112C37ZZT12N1 | TR-P-120/240-37.5KVA |  | 1675.641 |  | 2094.5513 | 0 | Initial delivery 7-8 weeks Thereafter held in stock |  | 1763.8327 | 0 | 2204.7908 | 0
Transformer 37.5KVA 7.960 KV 120/240 |  | NEW | COOPER |  | TR-P-120/240-37.5KVA |  | 1570.5128 |  | 1963.141 | 0 | Initial delivery 21-25 weeks Thereafter held in stock |  | 1653.1714 | 0 | 2066.4642 | 0
Transformer 50KVA 7.960 KV 120/240 |  |  | ABB |  | TR-P-120/240-50KVA | 50 |  |  | 1852.5 | 92625 | Initial delivery 18 weeks Thereafter held in stock |  | 0 | 0 | 1950 | 97500
Transformer 50KVA 7.960 KV 120/240 |  |  | ABB/PPI | B8112C50ZZT12N1 | TR-P-120/240-50KVA |  | 1939.7436 |  | 2424.6795 | 0 | Initial delivery 7-8 weeks Thereafter held in stock |  | 2041.8354 | 0 | 2552.2942 | 0
Transformer 50KVA 7.960 KV 120/240 |  | NEW | COOPER |  | TR-P-120/240-50KVA |  | 1906.4103 |  | 2383.0128 | 0 | Initial delivery 21-25 weeks Thereafter held in stock |  | 2006.7476 | 0 | 2508.4345 | 0
Transformer 75KVA 7.960 KV 120/240 |  |  | ABB |  | TR-P-120/240-75KVA | 40 |  |  | 2333.75 | 93350 | Initial delivery 18 weeks Thereafter held in stock |  | 0 | 0 | 2456.5789 | 98263.1579
Transformer 75KVA 7.960 KV 120/240 |  |  | ABB/PPI | B8112C75ZZT12N1 | TR-P-120/240-75KVA |  | 2443.5897 |  | 3054.4872 | 0 | Initial delivery 7-8 weeks Thereafter held in stock |  | 2572.1997 | 0 | 3215.2497 | 0
Transformer 75KVA 7.960 KV 120/240 |  | NEW | COOPER |  | TR-P-120/240-75KVA |  | 2817.9487 |  | 3522.4359 | 0 | Initial delivery 21-25 weeks Thereafter held in stock |  | 2966.2618 | 0 | 3707.8273 | 0
Transformer 100KVA 7.960 KV 120/240 |  |  | ABB |  | TR-P-120/240-100 | 30 |  |  | 4150 | 124500 | Initial delivery 18 weeks Thereafter held in stock |  | 0 | 0 | 4368.4211 | 131052.6316
Transformer 100KVA 7.960 KV 120/240 |  |  | ABB/PPI | B8112C99ZZT12N1 | TR-P-120/240-100 |  | 4343.5897 |  | 5429.4872 | 0 | Initial delivery 7-8 weeks Thereafter held in stock |  | 4572.1997 | 0 | 5715.2497 | 0
Transformer 100KVA 7.960 KV 120/240 |  | NEW | COOPER |  | TR-P-120/240-100 |  | 4006.4103 |  | 5008.0128 | 0 | Initial delivery 21-25 weeks Thereafter held in stock |  | 4217.274 | 0 | 5271.5924 | 0
Transformer 10KVA 7.960 KV 240/480 |  |  | ABB |  | TR-P-240/480-10KVA | 20 |  |  | 1285 | 25700 | Initial delivery 18 weeks Thereafter held in stock |  | 0 | 0 | 1352.6316 | 27052.6316
Transformer 10KVA 7.960 KV 240/480 |  |  | ABB/PPI | B8122C10ZZT12N1 | TR-P-240/480-10KVA |  | 1344.8718 |  | 1681.0897 | 0 | Initial delivery 7-8 weeks Thereafter held in stock |  | 1415.6545 | 0 | 1769.5682 | 0
Transformer 10KVA 7.960 KV 240/480 |  | NEW | COOPER |  | TR-P-240/480-10KVA |  | 1102.5641 |  | 1378.2051 | 0 | Initial delivery 21-25 weeks Thereafter held in stock |  | 1160.5938 | 0 | 1450.7422 | 0
Transformer 15KVA 7.960 KV 240/480 |  |  | ABB |  | TR-P-240/480-15KVA | 20 |  |  | 1440 | 28800 | Initial delivery 18 weeks Thereafter held in stock |  | 0 | 0 | 1515.7895 | 30315.7895
Transformer 15KVA 7.960 KV 240/480 |  |  | ABB/PPI | B8122C15ZZT12N1 | TR-P-240/480-15KVA |  | 1507.6923 |  | 1884.6154 | 0 | Initial delivery 7-8 weeks Thereafter held in stock |  | 1587.0445 | 0 | 1983.8057 | 0
Transformer 15KVA 7.960 KV 240/480 |  | NEW | COOPER |  | TR-P-240/480-15KVA |  | 1217.9487 |  | 1522.4359 | 0 | Initial delivery 21-25 weeks Thereafter held in stock |  | 1282.0513 | 0 | 1602.5641 | 0
Transformer 25KVA 7.960 KV 240/480 |  |  | ABB |  | TR-P-240/480-25KVA | 30 |  |  | 1573.75 | 47212.5 | Initial delivery 18 weeks Thereafter held in stock |  | 0 | 0 | 1656.5789 | 49697.3684
Transformer 25KVA 7.960 KV 240/480 |  |  | ABB/PPI | B8122C25ZZT12N1 | TR-P-240/480-25KVA |  | 1647.4359 |  | 2059.2949 | 0 | Initial delivery 7-8 weeks Thereafter held in stock |  | 1734.143 | 0 | 2167.6788 | 0
Transformer 25KVA 7.960 KV 240/480 |  | NEW | COOPER |  | TR-P-240/480-25KVA |  | 1384.6154 |  | 1730.7692 | 0 | Initial delivery 21-25 weeks Thereafter held in stock |  | 1457.4899 | 0 | 1821.8623 | 0
Transformer 37.5KVA 7.960 KV 240/480 |  |  | ABB |  | TR-P-240/480-37.5KVA | 30 |  |  | 1685 | 50550 | Initial delivery 18 weeks Thereafter held in stock |  | 0 | 0 | 1773.6842 | 53210.5263
Transformer 37.5KVA 7.960 KV 240/480 |  |  | ABB/PPI | B8122C37ZZT12N1 | TR-P-240/480-37.5KVA |  | 1764.1026 |  | 2205.1282 | 0 | Initial delivery 7-8 weeks Thereafter held in stock |  | 1856.9501 | 0 | 2321.1876 | 0
Transformer 37.5KVA 7.960 KV 240/480 |  | NEW | COOPER |  | TR-P-240/480-37.5KVA |  | 1557.6923 |  | 1947.1154 | 0 | Initial delivery 21-25 weeks Thereafter held in stock |  | 1639.6761 | 0 | 2049.5951 | 0
Transformer 50KVA 7.960 KV 240/480 |  |  | ABB |  | TR-P-240/480-50KVA | 30 |  |  | 1822.5 | 54675 | Initial delivery 18 weeks Thereafter held in stock |  | 0 | 0 | 1918.4211 | 57552.6316
Transformer 50KVA 7.960 KV 240/480 |  |  | ABB/PPI | B8122C50ZZT12N1 | TR-P-240/480-50KVA |  | 1907.6923 |  | 2384.6154 | 0 | Initial delivery 7-8 weeks Thereafter held in stock |  | 2008.0972 | 0 | 2510.1215 | 0
Transformer 50KVA 7.960 KV 240/480 |  | NEW | COOPER |  | TR-P-240/480-50KVA |  | 1852.5641 |  | 2315.7051 | 0 | Initial delivery 21-25 weeks Thereafter held in stock |  | 1950.0675 | 0 | 2437.5843 | 0
Transformer 75KVA 7.960 KV 240/480 |  |  | ABB |  | TR-P-240/480-75KVA | 12 |  |  | 2278.75 | 27345 | Initial delivery 18 weeks Thereafter held in stock |  | 0 | 0 | 2398.6842 | 28784.2105
Transformer 75KVA 7.960 KV 240/480 |  |  | ABB/PPI | B8122C75ZZT12N1 | TR-P-240/480-75KVA |  | 2385.8974 |  | 2982.3718 | 0 | Initial delivery 7-8 weeks Thereafter held in stock |  | 2511.471 | 0 | 3139.3387 | 0
Transformer 75KVA 7.960 KV 240/480 |  | NEW | COOPER |  | TR-P-240/480-75KVA |  | 2632.0513 |  | 3290.0641 | 0 | Initial delivery 21-25 weeks Thereafter held in stock |  | 2770.5803 | 0 | 3463.2254 | 0
Transformer 100KVA 7.960 KV 240/480 |  |  | ABB |  | TR-P-240/480-14.4-99 | 10 |  |  | 3455 | 34550 | Initial delivery 18 weeks Thereafter held in stock |  | 0 | 0 | 3636.8421 | 36368.4211
Transformer 100KVA 7.960 KV 240/480 |  |  | ABB/PPI | B8122C99ZZT12N1 | TR-P-240/480-14.4-99 |  | 3616.6667 |  | 4520.8333 | 0 | Initial delivery 7-8 weeks Thereafter held in stock |  | 3807.0175 | 0 | 4758.7719 | 0
Transformer 100KVA 7.960 KV 240/480 |  | NEW | COOPER |  | TR-P-240/480-14.4-99 |  | 3814.1026 |  | 4767.6282 | 0 | Initial delivery 21-25 weeks Thereafter held in stock |  | 4014.8448 | 0 | 5018.556 | 0
Transformer 10KVA 7.960 KV 277/480 |  |  | ABB |  | TR-P-277/480-10KVA | 10 |  |  | 1240 | 12400 | Initial delivery 18 weeks Thereafter held in stock |  | 0 | 0 | 1305.2632 | 13052.6316
Transformer 10KVA 7.960 KV 277/480 |  |  | ABB/PPI | B8152C10ZZT12N1 | TR-P-277/480-10KVA |  | 1298.7179 |  | 1623.3974 | 0 | Initial delivery 7-8 weeks Thereafter held in stock |  | 1367.0715 | 0 | 1708.8394 | 0
Transformer 10KVA 7.960 KV 277/480 |  | NEW | COOPER |  | TR-P-277/480-10KVA |  | 1012.8205 |  | 1266.0256 | 0 | Initial delivery 21-25 weeks Thereafter held in stock |  | 1066.1269 | 0 | 1332.6586 | 0
Transformer 15KVA 7.960 KV 277/480 |  |  | ABB |  | TR-P-277/480-15KVA | 10 |  |  | 1383.75 | 13837.5 | Initial delivery 18 weeks Thereafter held in stock |  | 0 | 0 | 1456.5789 | 14565.7895
Transformer 15KVA 7.960 KV 277/480 |  |  | ABB/PPI | B8152C15ZZT12N1 | TR-P-277/480-15KVA |  | 1448.7179 |  | 1810.8974 |  | Initial delivery 7-8 weeks Thereafter held in stock |  | 1524.9663 | 0 | 1906.2078 | #VALUE!
Transformer 15KVA 7.960 KV 277/480 |  | NEW | COOPER |  | TR-P-277/480-15KVA |  | 1119.2308 |  | 1399.0385 | 0 | Initial delivery 21-25 weeks Thereafter held in stock |  | 1178.1377 | 0 | 1472.6721 | 0
Transformer 25KVA 7.960 KV 277/480 |  |  | ABB |  | TR-P-277/480-25KVA | 10 |  |  | 1446.25 | 14462.5 | Initial delivery 18 weeks Thereafter held in stock |  | 0 | 0 | 1522.3684 | 15223.6842
Transformer 25KVA 7.960 KV 277/480 |  |  | ABB/PPI | B8152C25ZZT12N1 | TR-P-277/480-25KVA |  | 1514.1026 |  | 1892.6282 | 0 | Initial delivery 7-8 weeks Thereafter held in stock |  | 1593.7922 | 0 | 1992.2402 | 0
Transformer 25KVA 7.960 KV 277/480 |  | NEW | COOPER |  | TR-P-277/480-25KVA |  | 1302.5641 |  | 1628.2051 | 0 | Initial delivery 21-25 weeks Thereafter held in stock |  | 1371.1201 | 0 | 1713.9001 | 0
Transformer 37.5KVA 7.960 KV 277/480 |  |  | ABB |  | TR-P-277/480-37.5KVA | 10 |  |  | 1592.5 | 15925 | Initial delivery 18 weeks Thereafter held in stock |  | 0 | 0 | 1676.3158 | 16763.1579
Transformer 37.5KVA 7.960 KV 277/480 |  |  | ABB/PPI | B8152C37ZZT12N1 | TR-P-277/480-37.5KVA |  | 1666.6667 |  | 2083.3333 | 0 | Initial delivery 7-8 weeks Thereafter held in stock |  | 1754.386 | 0 | 2192.9825 | 0
Transformer 37.5KVA 7.960 KV 277/480 |  | NEW | COOPER |  | TR-P-277/480-37.5KVA |  | 1506.4103 |  | 1883.0128 | 0 | Initial delivery 21-25 weeks Thereafter held in stock |  | 1585.695 | 0 | 1982.1188 | 0
Transformer 50KVA 7.960 KV 277/480 |  |  | ABB |  | TR-P-277/480-50KVA | 10 |  |  | 1740 | 17400 | Initial delivery 18 weeks Thereafter held in stock |  | 0 | 0 | 1831.5789 | 18315.7895
Transformer 50KVA 7.960 KV 277/480 |  |  | ABB/PPI | B8152C50ZZT12N1 | TR-P-277/480-50KVA |  | 1829.4872 |  | 2286.859 | 0 | Initial delivery 7-8 weeks Thereafter held in stock |  | 1925.776 | 0 | 2407.22 | 0
Transformer 50KVA 7.960 KV 277/480 |  | NEW | COOPER |  | TR-P-277/480-50KVA |  | 1814.1026 |  | 2267.6282 | 0 | Initial delivery 21-25 weeks Thereafter held in stock |  | 1909.5816 | 0 | 2386.9771 | 0
Transformer 75KVA 7.960 KV 277/480 |  |  | ABB |  | TR-P-277/480-75KVA | 10 |  |  | 2246.25 | 22462.5 | Initial delivery 18 weeks Thereafter held in stock |  | 0 | 0 | 2364.4737 | 23644.7368
Transformer 75KVA 7.960 KV 277/480 |  |  | ABB/PPI | B8152C75ZZT12N1 | TR-P-277/480-75KVA |  | 2351.2821 |  | 2939.1026 | 0 | Initial delivery 7-8 weeks Thereafter held in stock |  | 2475.0337 | 0 | 3093.7922 | 0
Transformer 75KVA 7.960 KV 277/480 |  | NEW | COOPER |  | TR-P-277/480-75KVA |  | 2542.3077 |  | 3177.8846 | 0 | Initial delivery 21-25 weeks Thereafter held in stock |  | 2676.1134 | 0 | 3345.1417 | 0
Transformer 100KVA 7.960 KV 277/480 |  |  | ABB |  | TR-P-277/480-100KVA | 10 |  |  | 4042.5 | 40425 | Initial delivery 18 weeks Thereafter held in stock |  | 0 | 0 | 4255.2632 | 42552.6316
Transformer 100KVA 7.960 KV 277/480 |  |  | ABB/PPI | B8152C99ZZT12N1 | TR-P-277/480-100KVA |  | 4230.7692 |  | 5288.4615 | 0 | Initial delivery 7-8 weeks Thereafter held in stock |  | 4453.4413 | 0 | 5566.8016 | 0
Transformer 100KVA 7.960 KV 277/480 |  | NEW | COOPER |  | TR-P-277/480-100KVA |  | 3653.8462 |  | 4567.3077 | 0 | Initial delivery 21-25 weeks Thereafter held in stock |  | 3846.1538 | 0 | 4807.6923 | 0
Transformer 10KVA 14.4 KV 120/240 |  |  | ABB |  | TR-P-120/240-10KVA | 15 |  |  | 1476.25 | 22143.75 | Initial delivery 18 weeks Thereafter held in stock |  | 0 | 0 | 1553.9474 | 23309.2105
Transformer 10KVA 14.4 KV 120/240 |  |  | ABB/PPI | B1912C10ZZT12N1 | TR-P-120/240-10KVA |  | 1546.1538 |  | 1932.6923 | 0 | Initial delivery 7-8 weeks Thereafter held in stock |  | 1627.5304 | 0 | 2034.413 | 0
Transformer 10KVA 14.4 KV 120/240 |  | NEW | COOPER |  | TR-P-120/240-10KVA |  | 1108.9744 |  | 1386.2179 | 0 | Initial delivery 21-25 weeks Thereafter held in stock |  | 1167.3414 | 0 | 1459.1768 | 0
Transformer 15KVA 14.4 KV 120/240 |  |  | ABB |  | TR-P-120/240-14.4-15 | 20 |  |  | 1653.75 | 33075 | Initial delivery 18 weeks Thereafter held in stock |  | 0 | 0 | 1740.7895 | 34815.7895
Transformer 15KVA 14.4 KV 120/240 |  |  | ABB/PPI | B1912C15ZZT12N1 | TR-P-120/240-14.4-15 |  | 1730.7692 |  | 2163.4615 | 0 | Initial delivery 7-8 weeks Thereafter held in stock |  | 1821.8623 | 0 | 2277.3279 | 0
Transformer 15KVA 14.4 KV 120/240 |  | NEW | COOPER |  | TR-P-120/240-14.4-15 |  | 1201.2821 |  | 1501.6026 | 0 | Initial delivery 21-25 weeks Thereafter held in stock |  | 1264.5074 | 0 | 1580.6343 | 0
Transformer 25KVA 14.4 KV 120/240 |  |  | ABB |  | TR-P-120/240-14.4-25 | 30 |  |  | 1683.75 | 50512.5 | Initial delivery 18 weeks Thereafter held in stock |  | 0 | 0 | 1772.3684 | 53171.0526
Transformer 25KVA 14.4 KV 120/240 |  |  | ABB/PPI | B1912C25ZZT12N1 | TR-P-120/240-14.4-25 |  | 1762.8205 |  | 2203.5256 | 0 | Initial delivery 7-8 weeks Thereafter held in stock |  | 1855.6005 | 0 | 2319.5007 | 0
Transformer 25KVA 14.4 KV 120/240 |  | NEW | COOPER |  | TR-P-120/240-14.4-25 |  | 1398.7179 |  | 1748.3974 | 0 | Initial delivery 21-25 weeks Thereafter held in stock |  | 1472.3347 | 0 | 1840.4184 | 0
Transformer 37.5KVA 14.4 KV 120/240 |  |  | ABB |  | TR-P-120/240-14.4-37 | 30 |  |  | 1806.25 | 54187.5 | Initial delivery 18 weeks Thereafter held in stock |  | 0 | 0 | 1901.3158 | 57039.4737
Transformer 37.5KVA 14.4 KV 120/240 |  |  | ABB/PPI | B1912C37ZZT12N1 | TR-P-120/240-14.4-37 |  | 1891.0256 |  | 2363.7821 | 0 | Initial delivery 7-8 weeks Thereafter held in stock |  | 1990.5533 | 0 | 2488.1916 | 0
Transformer 37.5KVA 14.4 KV 120/240 |  | NEW | COOPER |  | TR-P-120/240-14.4-37 |  | 1634.6154 |  | 2043.2692 | 0 | Initial delivery 21-25 weeks Thereafter held in stock |  | 1720.6478 | 0 | 2150.8097 | 0
Transformer 50KVA 14.4 KV 120/240 |  |  | ABB |  | TR-P-120/240-14.4-50 | 30 |  |  | 1957.5 | 58725 | Initial delivery 18 weeks Thereafter held in stock |  | 0 | 0 | 2060.5263 | 61815.7895
Transformer 50KVA 14.4 KV 120/240 |  |  | ABB/PPI | B1912C50ZZT12N1 | TR-P-120/240-14.4-50 |  | 2048.7179 |  | 2560.8974 | 0 | Initial delivery 7-8 weeks Thereafter held in stock |  | 2156.5452 | 0 | 2695.6815 | 0
Transformer 50KVA 14.4 KV 120/240 |  | NEW | COOPER |  | TR-P-120/240-14.4-50 |  | 1984.6154 |  | 2480.7692 | 0 | Initial delivery 21-25 weeks Thereafter held in stock |  | 2089.0688 | 0 | 2611.336 | 0
Transformer 75KVA 14.4 KV 120/240 |  |  | ABB |  | TR-P-120/240-14.4-75 | 20 |  |  | 2483.75 | 49675 | Initial delivery 18 weeks Thereafter held in stock |  | 0 | 0 | 2614.4737 | 52289.4737
Transformer 75KVA 14.4 KV 120/240 |  |  | ABB/PPI | B1912C75ZZT12N1 | TR-P-120/240-14.4-75 |  | 2600 |  | 3250 | 0 | Initial delivery 7-8 weeks Thereafter held in stock |  | 2736.8421 | 0 | 3421.0526 | 0
Transformer 75KVA 14.4 KV 120/240 |  | NEW | COOPER |  | TR-P-120/240-14.4-75 |  | 2856.4103 |  | 3570.5128 | 0 | Initial delivery 21-25 weeks Thereafter held in stock |  | 3006.7476 | 0 | 3758.4345 | 0
Transformer 100KVA 14.4 KV 120/240 |  |  | ABB |  | TR-P-120/240-14.4-00 | 15 |  |  | 3681.25 | 55218.75 | Initial delivery 18 weeks Thereafter held in stock |  | 0 | 0 | 3875 | 58125
Transformer 100KVA 14.4 KV 120/240 |  |  | ABB/PPI | B1912C99ZZT12N1 | TR-P-120/240-14.4-00 |  | 3476.9231 |  | 4346.1538 | 0 | Initial delivery 7-8 weeks Thereafter held in stock |  | 3659.919 | 0 | 4574.8988 | 0
Transformer 100KVA 14.4 KV 120/240 |  | NEW | COOPER |  | TR-P-120/240-14.4-00 |  | 4119.2308 |  | 5149.0385 | 0 | Initial delivery 21-25 weeks Thereafter held in stock |  | 4336.0324 | 0 | 5420.0405 | 0
Transformer 10KVA 14.4 KV 240/480 |  |  | ABB |  | TR-P-240/480-14.4-10 | 15 |  |  | 1507.5 | 22612.5 | Initial delivery 18 weeks Thereafter held in stock |  | 0 | 0 | 1586.8421 | 23802.6316
Transformer 10KVA 14.4 KV 240/480 |  |  | ABB/PPI | B1922C10ZZT12N1 | TR-P-240/480-14.4-10 |  | 1578.2051 |  | 1972.7564 | 0 | Initial delivery 7-8 weeks Thereafter held in stock |  | 1661.2686 | 0 | 2076.5857 | 0
Transformer 10KVA 14.4 KV 240/480 |  | NEW | COOPER |  | TR-P-240/480-14.4-10 |  | 1179.4872 |  | 1474.359 | 0 | Initial delivery 21-25 weeks Thereafter held in stock |  | 1241.5655 | 0 | 1551.9568 | 0
Transformer 15KVA 14.4 KV 240/480 |  |  | ABB |  | TR-P-240/480-14.4-15 | 15 |  |  | 1672.5 | 25087.5 | Initial delivery 18 weeks Thereafter held in stock |  | 0 | 0 | 1760.5263 | 26407.8947
Transformer 15KVA 14.4 KV 240/480 |  |  | ABB/PPI | B1922C15ZZT12N1 | TR-P-240/480-14.4-15 |  | 1751.2821 |  | 2189.1026 | 0 | Initial delivery 7-8 weeks Thereafter held in stock |  | 1843.4548 | 0 | 2304.3185 | 0
Transformer 15KVA 14.4 KV 240/480 |  | NEW | COOPER |  | TR-P-240/480-14.4-15 |  | 1250 |  | 1562.5 | 0 | Initial delivery 21-25 weeks Thereafter held in stock |  | 1315.7895 | 0 | 1644.7368 | 0
Transformer 25KVA 14.4 KV 240/480 |  |  | ABB |  | TR-P-240/480-14.4-25 | 20 |  |  | 1692.5 | 33850 | Initial delivery 18 weeks Thereafter held in stock |  | 0 | 0 | 1781.5789 | 35631.5789
Transformer 25KVA 14.4 KV 240/480 |  |  | ABB/PPI | B1922C25ZZT12N1 | TR-P-240/480-14.4-25 |  | 1771.7949 |  | 2214.7436 | 0 | Initial delivery 7-8 weeks Thereafter held in stock |  | 1865.0472 | 0 | 2331.309 | 0
Transformer 25KVA 14.4 KV 240/480 |  | NEW | COOPER |  | TR-P-240/480-14.4-25 |  | 1429.4872 |  | 1786.859 | 0 | Initial delivery 21-25 weeks Thereafter held in stock |  | 1504.7233 | 0 | 1880.9042 | 0
Transformer 37.5KVA 14.4 KV 240/480 |  |  | ABB |  | TR-P-240/480-14.4-37 | 20 |  |  | 1845 | 36900 | Initial delivery 18 weeks Thereafter held in stock |  | 0 | 0 | 1942.1053 | 38842.1053
Transformer 37.5KVA 14.4 KV 240/480 |  |  | ABB/PPI | B1922C37ZZT12N1 | TR-P-240/480-14.4-37 |  | 1932.0513 |  | 2415.0641 | 0 | Initial delivery 7-8 weeks Thereafter held in stock |  | 2033.7382 | 0 | 2542.1727 | 0
Transformer 37.5KVA 14.4 KV 240/480 |  | NEW | COOPER |  | TR-P-240/480-14.4-37 |  | 1634.6154 |  | 2043.2692 | 0 | Initial delivery 21-25 weeks Thereafter held in stock |  | 1720.6478 | 0 | 2150.8097 | 0
Transformer 50KVA 14.4 KV 240/480 |  |  | ABB |  | TR-P-240/480-14.4-50 | 15 |  |  | 1947.5 | 29212.5 | Initial delivery 18 weeks Thereafter held in stock |  | 0 | 0 | 2050 | 30750
Transformer 50KVA 14.4 KV 240/480 |  |  | ABB/PPI | B1922C50ZZT12N1 | TR-P-240/480-14.4-50 |  | 2038.4615 |  | 2548.0769 | 0 | Initial delivery 7-8 weeks Thereafter held in stock |  | 2145.749 | 0 | 2682.1862 | 0
Transformer 50KVA 14.4 KV 240/480 |  | NEW | COOPER |  | TR-P-240/480-14.4-50 |  | 1943.5897 |  | 2429.4872 | 0 | Initial delivery 21-25 weeks Thereafter held in stock |  | 2045.8839 | 0 | 2557.3549 | 0
Transformer 75KVA 14.4 KV 240/480 |  |  | ABB |  | TR-P-240/480-14.4-75 | 10 |  |  | 2428.75 | 24287.5 | Initial delivery 18 weeks Thereafter held in stock |  | 0 | 0 | 2556.5789 | 25565.7895
Transformer 75KVA 14.4 KV 240/480 |  |  | ABB/PPI | B1922C75ZZT12N1 | TR-P-240/480-14.4-75 |  | 2542.3077 |  | 3177.8846 | 0 | Initial delivery 7-8 weeks Thereafter held in stock |  | 2676.1134 | 0 | 3345.1417 | 0
Transformer 75KVA 14.4 KV 240/480 |  | NEW | COOPER |  | TR-P-240/480-14.4-75 |  | 2664.1026 |  | 3330.1282 | 0 | Initial delivery 21-25 weeks Thereafter held in stock |  | 2804.3185 | 0 | 3505.3981 | 0
Transformer 100KVA 14.4 KV 240/480 |  |  | ABB |  | TR-P-240/480-14.4-99 | 10 |  |  | 3215 | 32150 | Initial delivery 18 weeks Thereafter held in stock |  | 0 | 0 | 3384.2105 | 33842.1053
Transformer 100KVA 14.4 KV 240/480 |  |  | ABB/PPI | B1922C99ZZT12N1 | TR-P-240/480-14.4-99 |  | 3365.3846 |  | 4206.7308 | 0 | Initial delivery 7-8 weeks Thereafter held in stock |  | 3542.5101 | 0 | 4428.1377 | 0
Transformer 100KVA 14.4 KV 240/480 |  | NEW | COOPER |  | TR-P-240/480-14.4-99 |  | 3935.8974 |  | 4919.8718 | 0 | Initial delivery 21-25 weeks Thereafter held in stock |  | 4143.0499 | 0 | 5178.8124 | 0
Transformer 10KVA 14.4 KV 277/480 |  |  | ABB |  | TR-P-277/480-14.4-10 | 6 |  |  | 1562.5 | 9375 | Initial delivery 18 weeks Thereafter held in stock |  | 0 | 0 | 1644.7368 | 9868.4211
Transformer 10KVA 14.4 KV 277/480 |  |  | ABB/PPI | B1952C10ZZT12N1 | TR-P-277/480-14.4-10 |  | 1635.8974 |  | 2044.8718 | 0 | Initial delivery 7-8 weeks Thereafter held in stock |  | 1721.9973 | 0 | 2152.4966 | 0
Transformer 10KVA 14.4 KV 277/480 |  | NEW | COOPER |  | TR-P-277/480-14.4-10 |  | 1093.5897 |  | 1366.9872 | 0 | Initial delivery 21-25 weeks Thereafter held in stock |  | 1151.1471 | 0 | 1438.9339 | 0
Transformer 15KVA 14.4 KV 277/480 |  |  | ABB |  | TR-P-277/480-14.4-15 | 6 |  |  | 1636.25 | 9817.5 | Initial delivery 18 weeks Thereafter held in stock |  | 0 | 0 | 1722.3684 | 10334.2105
Transformer 15KVA 14.4 KV 277/480 |  |  | ABB/PPI | B1952C15ZZT12N1 | TR-P-277/480-14.4-15 |  | 1712.8205 |  | 2141.0256 | 0 | Initial delivery 7-8 weeks Thereafter held in stock |  | 1802.969 | 0 | 2253.7112 | 0
Transformer 15KVA 14.4 KV 277/480 |  | NEW | COOPER |  | TR-P-277/480-14.4-15 |  | 1185.8974 |  | 1482.3718 | 0 | Initial delivery 21-25 weeks Thereafter held in stock |  | 1248.3131 | 0 | 1560.3914 | 0
Transformer 25KVA 14.4 KV 277/480 |  |  | ABB |  | TR-P-277/480-14.4-25 | 6 |  |  | 1638.75 | 9832.5 | Initial delivery 18 weeks Thereafter held in stock |  | 0 | 0 | 1725 | 10350
Transformer 25KVA 14.4 KV 277/480 |  |  | ABB/PPI | B1952C25ZZT12N1 | TR-P-277/480-14.4-25 |  | 1715.3846 |  | 2144.2308 | 0 | Initial delivery 7-8 weeks Thereafter held in stock |  | 1805.668 | 0 | 2257.085 | 0
Transformer 25KVA 14.4 KV 277/480 |  | NEW | COOPER |  | TR-P-277/480-14.4-25 |  | 1375.641 |  | 1719.5513 | 0 | Initial delivery 21-25 weeks Thereafter held in stock |  | 1448.0432 | 0 | 1810.054 | 0
Transformer 37.5KVA 14.4 KV 277/480 |  |  | ABB |  | TR-P-277/480-14.4-37 | 10 |  |  | 1762.5 | 17625 | Initial delivery 18 weeks Thereafter held in stock |  | 0 | 0 | 1855.2632 | 18552.6316
Transformer 37.5KVA 14.4 KV 277/480 |  |  | ABB/PPI | B1952C37ZZT12N1 | TR-P-277/480-14.4-37 |  | 1844.8718 |  | 2306.0897 | 0 | Initial delivery 7-8 weeks Thereafter held in stock |  | 1941.9703 | 0 | 2427.4629 | 0
Transformer 37.5KVA 14.4 KV 277/480 |  | NEW | COOPER |  | TR-P-277/480-14.4-37 |  | 1574.359 |  | 1967.9487 | 0 | Initial delivery 21-25 weeks Thereafter held in stock |  | 1657.22 | 0 | 2071.525 | 0
Transformer 50KVA 14.4 KV 277/480 |  |  | ABB |  | TR-P-277/480-14.4-50 | 10 |  |  | 1902.5 | 19025 | Initial delivery 18 weeks Thereafter held in stock |  | 0 | 0 | 2002.6316 | 20026.3158
Transformer 50KVA 14.4 KV 277/480 |  |  | ABB/PPI | B1952C50ZZT12N1 | TR-P-277/480-14.4-50 |  | 1992.3077 |  | 2490.3846 | 0 | Initial delivery 7-8 weeks Thereafter held in stock |  | 2097.166 | 0 | 2621.4575 | 0
Transformer 50KVA 14.4 KV 277/480 |  | NEW | COOPER |  | TR-P-277/480-14.4-50 |  | 1911.5385 |  | 2389.4231 | 0 | Initial delivery 21-25 weeks Thereafter held in stock |  | 2012.1457 | 0 | 2515.1822 | 0
Transformer 75KVA 14.4 KV 277/480 |  |  | ABB |  | TR-P-277/480-14.4-75 | 6 |  |  | 2373.75 | 14242.5 | Initial delivery 18 weeks Thereafter held in stock |  | 0 | 0 | 2498.6842 | 14992.1053
Transformer 75KVA 14.4 KV 277/480 |  |  | ABB/PPI | B1952C75ZZT12N1 | TR-P-277/480-14.4-75 |  | 2484.6154 |  | 3105.7692 | 0 | Initial delivery 7-8 weeks Thereafter held in stock |  | 2615.3846 | 0 | 3269.2308 | 0
Transformer 75KVA 14.4 KV 277/480 |  | NEW | COOPER |  | TR-P-277/480-14.4-75 |  | 2583.3333 |  | 3229.1667 | 0 | Initial delivery 21-25 weeks Thereafter held in stock |  | 2719.2982 | 0 | 3399.1228 | 0
Transformer 100KVA 14.4 KV 277/480 |  |  | ABB |  | TR-P-277/480-14.4-99 | 6 |  |  | 3483.75 | 20902.5 | Initial delivery 18 weeks Thereafter held in stock |  | 0 | 0 | 3667.1053 | 22002.6316
Transformer 100KVA 14.4 KV 277/480 |  |  | ABB/PPI | B1952C99ZZT12N1 | TR-P-277/480-14.4-99 |  | 3646.1538 |  | 4557.6923 | 0 | Initial delivery 7-8 weeks Thereafter held in stock |  | 3838.0567 | 0 | 4797.5709 | 0
Transformer 100KVA 14.4 KV 277/480 |  | NEW | COOPER |  | TR-P-277/480-14.4-99 |  | 3766.6667 |  | 4708.3333 | 0 | Initial delivery 21-25 weeks Thereafter held in stock |  | 3964.9123 | 0 | 4956.1404 | 0
EXPEDITED FREIGHT (for urgent delivery requirments)
UNDERGROUND MATERIAL BID SHEET
Description | Stock Number | NEW MANUFACTURER AND PART NUMBER FOR YOUR CONSIDERATION | MANUFACTURER | Part Number | AWG PART NUMBER | 60 Day Restoration | AWG UNIT PRICE | AWG EXTENDED FOB |  |  | Delivery/Current Availability
Cable Adpters 1/0 cables |  |  | TE | ELB-15/28-600-CA-C(B10) and ELB-15/28-600-CA-D(B10) |  | 30 | 42.5714 | 1277.1429 | 53.2143 | 1596.4286 | 4-6 WEEKS | TECHNICAL DATA SUBJECT TO EVALUATION TO VERIFY CORRECT ITEMS IS BEING OFFERED. | 44.812 | 1344.3609 | 56.015 | 1680.4511
Cable Adpters 750 kcmil cable |  |  | TE | ELB-15/28-600-CA-H(B10 and ELB-15/28-600-CA-J |  | 30 | 42.5714 | 1277.1429 | 53.2143 | 1596.4286 | 4-6 WEEKS | TECHNICAL DATA SUBJECT TO EVALUATION TO VERIFY CORRECT ITEMS IS BEING OFFERED. | 44.812 | 1344.3609 | 56.015 | 1680.4511
Mounting Bracket MB-4 | 283-900-10024 |  | TE | BRKT-2-SS(B10) |  | 20 | 26.4143 | 528.2857 | 33.0179 | 660.3571 | 1 WEEK | TECHNICAL DATA SUBJECT TO EVALUATION TO VERIFY CORRECT ITEMS IS BEING OFFERED. | 27.8045 | 556.0902 | 34.7556 | 695.1128
Mounting Bracket MB-5 | 283-900-10025 |  | TE | BRKT-3-SS |  | 20 | 30.0714 | 601.4286 | 37.5893 | 751.7857 | 1 WEEK | TECHNICAL DATA SUBJECT TO EVALUATION TO VERIFY CORRECT ITEMS IS BEING OFFERED. | 31.6541 | 633.0827 | 39.5677 | 791.3534
25/28 KV QT-III Cold Shrink Terminators (2-4/0) @3/kit 1/0 CU/AL Crimp lugs | 283-900-10028 |  | TE | CSTO-282J-CL2 (X3) |  | 20 | 70.6286 | 1412.5714 | 88.2857 | 1765.7143 | 2 WEEKS | TECHNICAL DATA SUBJECT TO EVALUATION TO VERIFY CORRECT ITEMS IS BEING OFFERED. | 74.3459 | 1486.9173 | 92.9323 | 1858.6466
25/28KV QT-III Cold Shrink Terminator (250-800) @3/kit | 283-900-00099 |  | TE | CSTO-284J (X3) |  | 20 | 96.0571 | 1921.1429 | 120.0714 | 2401.4286 | 2-3 WEEKS | TECHNICAL DATA SUBJECT TO EVALUATION TO VERIFY CORRECT ITEMS IS BEING OFFERED. | 101.1128 | 2022.2556 | 126.391 | 2527.8195
25 KV PCT Terminators with rod (1/0 al / cu) ea | 283-900-00098 |  | HUBBELL | 625SK52 |  | 15 | 33.9857 | 509.7857 | 42.4821 | 637.2321 | 4-6 WEEKS | TECHNICAL DATA SUBJECT TO EVALUATION TO VERIFY CORRECT ITEMS IS BEING OFFERED. | 35.7744 | 536.6165 | 44.718 | 670.7707
Wire pulling lube Gel (5 gal pale) | 283-900-00115 |  | Klein | 51018 |  | 5 | 72.5143 | 362.5714 | 90.6429 | 453.2143 | STOCK - 2 WEEKS | TECHNICAL DATA SUBJECT TO EVALUATION TO VERIFY CORRECT ITEMS IS BEING OFFERED. | 76.3308 | 381.6541 | 95.4135 | 477.0677
Cold Shrink 25kv Cable Sealing Kit (1/0-750) @ 10/case | 283-900-11019 |  | TE | ELB-600-CES-1(B3) and ELB-600-CES-2(B3) |  | 30 | 26.5286 | 795.8571 | 33.1607 | 994.8214 | 4-6 WEEKS | TECHNICAL DATA SUBJECT TO EVALUATION TO VERIFY CORRECT ITEMS IS BEING OFFERED. | 27.9248 | 837.7444 | 34.906 | 1047.1805
Cold Shrink Shield Adapter Kit (1/0-750mcm)@ 10/case | 283-900-11021 |  | TE | ELB-35-600-GRD1 and ELB-35-600-GRD2 |  | 30 | 30.6714 | 920.1429 | 38.3393 | 1150.1786 | 4-6 WEEKS | TECHNICAL DATA SUBJECT TO EVALUATION TO VERIFY CORRECT ITEMS IS BEING OFFERED. | 32.2857 | 968.5714 | 40.3571 | 1210.7143
200amp 15 KV loadbreak Elbow w/test pt (1/0) ea | 283-900-00107 |  | TE | ELB-15-210B10 |  | 30 | 33.7429 | 1012.2857 | 42.1786 | 1265.3571 | 4-6 WEEKS | TECHNICAL DATA SUBJECT TO EVALUATION TO VERIFY CORRECT ITEMS IS BEING OFFERED. | 35.5188 | 1065.5639 | 44.3985 | 1331.9549
200amp 15 KV loadbreak Elbow w/test pt (1/0) ea | 283-900-00107 |  | COOPER | Catalog LE215XX06T ( final part number to be finalized once diameter over insulation is provided) |  |  |  |  | 0 | 0 | 12 - 14 WEEKS | TECHNICAL DATA SUBJECT TO EVALUATION TO VERIFY CORRECT ITEMS IS BEING OFFERED. | 0 | 0 | 0 | 0
200amp 25 KV loadbreak Elbow w/test pt (1/0) ea | 283-900-00105 |  | TE | ELB-25-210BB10 |  | 30 | 49.6857 | 1490.5714 | 62.1071 | 1863.2143 | 4-6 WEEKS | TECHNICAL DATA SUBJECT TO EVALUATION TO VERIFY CORRECT ITEMS IS BEING OFFERED. | 52.3008 | 1569.0226 | 65.3759 | 1961.2782
200amp 25 KV loadbreak Elbow w/test pt (1/0) ea | 283-900-00105 |  | COOPER | Catalog LE225CC06TX (final part number to be finalized once diameter over insulation is provided) |  |  |  |  | 0 | 0 | 12 - 14 WEEKS | TECHNICAL DATA SUBJECT TO EVALUATION TO VERIFY CORRECT ITEMS IS BEING OFFERED. | 0 | 0 | 0 | 0
200amp 15/25 KV deadbreak Elbow (1/0) ea | 283-900-00104 |  | COOPER | Catalog DE225XX06T (final part number to be finalized once diameter over insulation is provided) |  | 5 | 271.4286 | 1357.1429 | 339.2857 | 1696.4286 | 12 - 14 WEEKS | TECHNICAL DATA SUBJECT TO EVALUATION TO VERIFY CORRECT ITEMS IS BEING OFFERED. | 285.7143 | 1428.5714 | 357.1429 | 1785.7143
600amp 15/25KV dead break elbow terminators: | 283-900-10065 |  | TE | ELB-15/28-610C10 |  | 15 | 129.5286 | 1942.9286 | 161.9107 | 2428.6607 | 4-6 WEEKS | TECHNICAL DATA SUBJECT TO EVALUATION TO VERIFY CORRECT ITEMS IS BEING OFFERED. | 136.3459 | 2045.188 | 170.4323 | 2556.485
600amp 15/25KV dead break elbow terminators: | 283-900-10065 |  | COOPER | Catalog BT625XXXXA1T (final part number to be finalized once diameter over insulation is provided) |  |  | 242.8571 | 0 | 303.5714 | 0 | 12 - 14 WEEKS | TECHNICAL DATA SUBJECT TO EVALUATION TO VERIFY CORRECT ITEMS IS BEING OFFERED. | 255.6391 | 0 | 319.5489 | 0
600amp 15/25KV dead break elbow terminators: | 283-900-10066 |  | TE | ELB-15/28-610H750 |  | 10 | 129.5286 | 1295.2857 | 161.9107 | 1619.1071 | 4-6 WEEKS | TECHNICAL DATA SUBJECT TO EVALUATION TO VERIFY CORRECT ITEMS IS BEING OFFERED. | 136.3459 | 1363.4586 | 170.4323 | 1704.3233
600amp 15/25KV dead break elbow terminators: | 283-900-10066 |  | COOPER | Catalog BT625XXXXA1T (final part number to be finalized once diameter over insulation is provided) |  |  | 242.8571 | 0 | 303.5714 | 0 | 12 - 14 WEEKS | TECHNICAL DATA SUBJECT TO EVALUATION TO VERIFY CORRECT ITEMS IS BEING OFFERED. | 255.6391 | 0 | 319.5489 | 0
600amp 15/25KV dead break elbow terminators: | 283-900-10067 |  | TE | ELB-15/28-610D10 |  | 10 | 129.5286 | 1295.2857 | 161.9107 | 1619.1071 | 4-6 WEEKS | TECHNICAL DATA SUBJECT TO EVALUATION TO VERIFY CORRECT ITEMS IS BEING OFFERED. | 136.3459 | 1363.4586 | 170.4323 | 1704.3233
600amp 15/25KV dead break elbow terminators: | 283-900-10067 |  | COOPER | Catalog BT625XXXXA1T (final part number to be finalized once diameter over insulation is provided) |  |  | 242.8571 | 0 | 303.5714 | 0 | 12 - 14 WEEKS | TECHNICAL DATA SUBJECT TO EVALUATION TO VERIFY CORRECT ITEMS IS BEING OFFERED. | 255.6391 | 0 | 319.5489 | 0
600amp 15/25KV dead break elbow terminators: | 283-900-10068 |  | TE | ELB-15/28-610J750 |  | 10 | 129.5286 | 1295.2857 | 161.9107 | 1619.1071 | 4-6 WEEKS | TECHNICAL DATA SUBJECT TO EVALUATION TO VERIFY CORRECT ITEMS IS BEING OFFERED. | 136.3459 | 1363.4586 | 170.4323 | 1704.3233
600amp 15/25KV dead break elbow terminators: | 283-900-10068 |  | COOPER | Catalog BT625XXXXA1T (final part number to be finalized once diameter over insulation is provided) |  |  | 242.8571 | 0 | 303.5714 | 0 | 12 - 14 WEEKS | TECHNICAL DATA SUBJECT TO EVALUATION TO VERIFY CORRECT ITEMS IS BEING OFFERED. | 255.6391 | 0 | 319.5489 | 0
600amp 15/25KV dead break elbow terminators: | 283-900-10069 |  | TE | ELB-15/28-610J750 |  | 10 | 129.5286 | 1295.2857 | 161.9107 | 1619.1071 | 4-6 WEEKS | TECHNICAL DATA SUBJECT TO EVALUATION TO VERIFY CORRECT ITEMS IS BEING OFFERED. | 136.3459 | 1363.4586 | 170.4323 | 1704.3233
600amp 15/25KV dead break elbow terminators: | 283-900-10069 |  | COOPER | Catalog BT625XXXXA1T (final part number to be finalized once diameter over insulation is provided) |  |  | 242.8571 | 0 | 303.5714 | 0 | 12 - 14 WEEKS | TECHNICAL DATA SUBJECT TO EVALUATION TO VERIFY CORRECT ITEMS IS BEING OFFERED. | 255.6391 | 0 | 319.5489 | 0
15 KV Fused loadbreak Elbow (1/0) ea | 283-900-00094 |  | COOPER | Catalog LFEP215TFECX06AT (final part number to be finalized once diameter over insulation is provided) |  | 12 | 728.5714 | 8742.8571 | 910.7143 | 10928.5714 | 12 - 14 WEEKS | TECHNICAL DATA SUBJECT TO EVALUATION TO VERIFY CORRECT ITEMS IS BEING OFFERED. | 766.9173 | 9203.0075 | 958.6466 | 11503.7594
15 KV fuse kit for above elbow (12 amps) ea | 283-900-00093 |  | COOPER | Catalog FEF083A012 |  | 9 | 471.4286 | 4242.8571 | 589.2857 | 5303.5714 | 12 - 14 WEEKS | TECHNICAL DATA SUBJECT TO EVALUATION TO VERIFY CORRECT ITEMS IS BEING OFFERED. | 496.2406 | 4466.1654 | 620.3008 | 5582.7068
15 KV fuse kit for above elbow (18 amps) ea | 283-900-00092 |  | COOPER | Catalog FEF083A018 |  | 9 | 500 | 4500 | 625 | 5625 | 12 - 14 WEEKS | TECHNICAL DATA SUBJECT TO EVALUATION TO VERIFY CORRECT ITEMS IS BEING OFFERED. | 526.3158 | 4736.8421 | 657.8947 | 5921.0526
25 KV Fused Elbow (1/0) ea | 283-900-00091 |  | COOPER | Catalog LFEP228TFECX06AT (final part number to be finalized once diameter over insulation is provided.) |  | 12 | 1142.8571 | 13714.2857 | 1428.5714 | 17142.8571 | 12 - 14 WEEKS | TECHNICAL DATA SUBJECT TO EVALUATION TO VERIFY CORRECT ITEMS IS BEING OFFERED. | 1203.0075 | 14436.0902 | 1503.7594 | 18045.1128
25 KV fuse kit for above elbow (6 amps) ea | 283-900-10071 |  | COOPER | Catalog number FEF172A006 |  | 9 | 857.1429 | 7714.2857 | 1071.4286 | 9642.8571 | 12 - 14 WEEKS | TECHNICAL DATA SUBJECT TO EVALUATION TO VERIFY CORRECT ITEMS IS BEING OFFERED. | 902.2556 | 8120.3008 | 1127.8195 | 10150.3759
25 KV fuse kit for above elbow (12 amps) ea | 283-900-10072 |  | COOPER | Catalog number FEF172A012 |  | 9 | 857.1429 | 7714.2857 | 1071.4286 | 9642.8571 | 12 - 14 WEEKS | TECHNICAL DATA SUBJECT TO EVALUATION TO VERIFY CORRECT ITEMS IS BEING OFFERED. | 902.2556 | 8120.3008 | 1127.8195 | 10150.3759
Vacuum manhole fault interrupter sw (600a) ea | 283-900-10073 |  |  |  |  | 1 |  |  |  |  | 29-31 WEEKS | BUILT INTO VIWAPA PART# 283-900-10035. TECHNICAL DATA SUBJECT TO EVALUATION TO VERIFY CORRECT ITEMS IS BEING OFFERED. | #VALUE! | 0 | #VALUE! | #VALUE!
Vacuum Manhole switch (600 amps) ea | 283-900-10035 | OPTION 1 | ELASTIMOLD (ABB) | TNB-103670--SWG-TD3162H4R62GHEXGEHHF |  | 1 | 185513.33 |  | 231891.6625 | 231891.6625 | 29-31 WEEKS | PLEASE NOTE THAT OTHER TESTING/MECHANICAL/ACCESSORIES CHARGES MAY BE APPLICABLE. TECHNICAL DATA SUBJECT TO EVALUATION TO VERIFY CORRECT ITEMS IS BEING OFFERED. | 195277.1895 | 0 | 244096.4868 | 244096.4868
Vacuum Manhole switch (600 amps) ea | 283-900-10035 | OPTION 2A | S&C | 946242‐A1 A2A3A4A5A6 C22D1D2D3D4 D5D6EF4GL2 L71OP16R41 Y4‐ SXXX |  |  | 253105.33 |  | 316381.6625 | 0 | 29-31 WEEKS | REFER TO FILE BD-11274-USVI-VISTA FOR ADDITIONAL CHARGES THAT MAY BE ASSOCIATED WITH THIS ITEM. TECHNICAL DATA SUBJECT TO EVALUATION TO VERIFY CORRECT ITEMS IS BEING OFFERED. | 266426.6632 | 0 | 333033.3289 | 0
Vacuum Manhole switch (600 amps) ea | 283-900-10035 | OPTION 2B | S&C | 946242‐A1A2 A3A4A5A6C22 D1D2D3D4D5 D6EF4GL2L71 OP16R31Y4 ‐SXXX |  |  | 241254.67 |  | 301568.3375 | 0 | 29-31 WEEKS | REFER TO FILE BD-11274-USVI-VISTA FOR ADDITIONAL CHARGES THAT MAY BE ASSOCIATED WITH THIS ITEM. TECHNICAL DATA SUBJECT TO EVALUATION TO VERIFY CORRECT ITEMS IS BEING OFFERED. | 253952.2842 | 0 | 317440.3553 | 0
EPR 15 KV, #2 alu, 220 mils, Type 105, with 1/3 cu neutral | 283-900-11036 |  | AWG |  |  | 0 | 15.15 | 0 | 18.9375 | 0 | stock - 18 weeks | TECHNICAL DATA SUBJECT TO EVALUATION TO VERIFY CORRECT ITEMS IS BEING OFFERED. | 15.9474 | 0 | 19.9342 | 0
Underground High Voltage Parallel Cable (per foot)
EPR 15 KV, #2 cu, 220 mils, Type 105, with 1/3 cu neutral | 283-900-10038 |  | AWG |  |  | 0 | 10.87 | 0 | 13.5875 | 0 | stock - 18 weeks | TECHNICAL DATA SUBJECT TO EVALUATION TO VERIFY CORRECT ITEMS IS BEING OFFERED. | 11.4421 | 0 | 14.3026 | 0
covered, Underground High Voltage Parallel Cable (per foot)
EPR 15 KV, 1/0 cu, 220 mils, Type 105, with 1/3 cu neutral | 283-900-10040 |  | AWG |  |  | 3500 | 16.18 | 56630 | 20.225 | 70787.5 | stock - 18 weeks | TECHNICAL DATA SUBJECT TO EVALUATION TO VERIFY CORRECT ITEMS IS BEING OFFERED. | 17.0316 | 59610.5263 | 21.2895 | 74513.1579
covered, Underground High Voltage Parallel Cable (per foot)
EPR 15 KV, 1/0 alu, 220 mils, Type 105, with 1/3 cu neutral | 283-900-10041 |  | AWG |  |  | 0 | 8.94 | 0 | 11.175 | 0 | stock - 18 weeks | TECHNICAL DATA SUBJECT TO EVALUATION TO VERIFY CORRECT ITEMS IS BEING OFFERED. | 9.4105 | 0 | 11.7632 | 0
covered, Underground High Voltage Parallel Cable (per foot)
EPR 15 KV, 750mcm cu, 220mils, Type 105, with cu 1/3 neu | 283-900-10044 |  | AWG |  |  | 5000 | 67.73 | 338650 | 84.6625 | 423312.5 | stock - 18 weeks | TECHNICAL DATA SUBJECT TO EVALUATION TO VERIFY CORRECT ITEMS IS BEING OFFERED. | 71.2947 | 356473.6842 | 89.1184 | 445592.1053
covered, Underground High Voltage Parallel Cable (per foot)
EPR 15 KV, 500mcm cu, 220mils, Type 105, with cu 1/3 neu | 283-900-10045 |  | AWG |  |  | 0 | 49.31 | 0 | 61.6375 | 0 | stock - 18 weeks | TECHNICAL DATA SUBJECT TO EVALUATION TO VERIFY CORRECT ITEMS IS BEING OFFERED. | 51.9053 | 0 | 64.8816 | 0
covered, Underground High Voltage Parallel Cable (per foot)
EPR 25 KV, 1/0 alu, 345 mils, Type 105, with cu 1/3 neutral | 283-900-10046 |  | AWG |  |  | 0 | 19.03 | 0 | 23.7875 | 0 | stock - 18 weeks | TECHNICAL DATA SUBJECT TO EVALUATION TO VERIFY CORRECT ITEMS IS BEING OFFERED. | 20.0316 | 0 | 25.0395 | 0
covered, Underground High Voltage Parallel Cable (per foot)
EPR 25 KV, 1/0 cu, 345 mils, Type 105, with cu 1/3 neutral | 283-900-10047 |  | AWG |  |  | 1000 | 13.43 | 13430 | 16.7875 | 16787.5 | stock - 18 weeks | TECHNICAL DATA SUBJECT TO EVALUATION TO VERIFY CORRECT ITEMS IS BEING OFFERED. | 14.1368 | 14136.8421 | 17.6711 | 17671.0526
covered, Underground High Voltage Parallel Cable (per foot)
EPR 25 KV, 750mcm cu, 345mils, Type 105, with cu 1/3 neu | 283-900-10050 |  | AWG |  |  | 0 | 74.91 | 0 | 93.6375 | 0 | stock - 18 weeks | TECHNICAL DATA SUBJECT TO EVALUATION TO VERIFY CORRECT ITEMS IS BEING OFFERED. | 78.8526 | 0 | 98.5658 | 0
covered, Underground High Voltage Parallel Cable (per foot)
EPR 25 KV, 500mcm cu, 345mils, Type 105, with cu 1/3 neu | 283-900-10051 |  | AWG |  |  | 0 | 52.91 | 0 | 66.1375 | 0 | stock - 18 weeks | TECHNICAL DATA SUBJECT TO EVALUATION TO VERIFY CORRECT ITEMS IS BEING OFFERED. | 55.6947 | 0 | 69.6184 | 0
covered, Underground High Voltage Parallel Cable (per foot)
Compression 2 holes cu lug for 750 mcm cu cables | 283-900-10052 |  | BURNDY | YA392LN |  |  | 18.4286 | 0 | 23.0357 | 0 | STOCK - 3 WEEKS | TECHNICAL DATA SUBJECT TO EVALUATION TO VERIFY CORRECT ITEMS IS BEING OFFERED. | 19.3985 | 0 | 24.2481 | 0
Compression 2 holes cu lug for 750 mcm cu cables | 283-900-10052 |  | TE | TCTL2-750-1/2-IV-U |  | 15 | 14.8 | 222 | 18.5 | 277.5 | STOCK - 14 WEEKS | TECHNICAL DATA SUBJECT TO EVALUATION TO VERIFY CORRECT ITEMS IS BEING OFFERED. | 15.5789 | 233.6842 | 19.4737 | 292.1053
Compression 2 holes cu lug for 500 mcm cu cables | 283-900-10053 |  | BURNDY | YA342LN |  |  | 12.1143 | 0 | 15.1429 | 0 | STOCK - 3 WEEKS | TECHNICAL DATA SUBJECT TO EVALUATION TO VERIFY CORRECT ITEMS IS BEING OFFERED. | 12.7519 | 0 | 15.9398 | 0
Compression 2 holes cu lug for 500 mcm cu cables | 283-900-10054 |  | BURNDY | YA342LN |  |  | 12.1143 | 0 | 15.1429 | 0 | STOCK - 3 WEEKS | TECHNICAL DATA SUBJECT TO EVALUATION TO VERIFY CORRECT ITEMS IS BEING OFFERED. | 12.7519 | 0 | 15.9398 | 0
Compression 2 holes cu lug for 500 mcm cu cables | 283-900-10054 |  | COOPER | Catalog LPC225 |  | 0 | 71.4286 | 0 | 89.2857 | 0 | 12 - 14 WEEKS |  | 75.188 | 0 | 93.985 | 0
Compression 2 holes cu lug for 750 mcm cu cables | 283-900-10055 |  | BURNDY | YA392LN |  | 15 | 12.1143 | 181.7143 | 15.1429 | 227.1429 | STOCK - 3 WEEKS | TECHNICAL DATA SUBJECT TO EVALUATION TO VERIFY CORRECT ITEMS IS BEING OFFERED. | 12.7519 | 191.2782 | 15.9398 | 239.0977
Compression 2 holes cu lug for 750 mcm cu cables | 283-900-10055 |  | TE | TCTL2-750-1/2-IV-U |  |  | 14.8 | 0 | 18.5 | 0 | stock - 14 weeks | TECHNICAL DATA SUBJECT TO EVALUATION TO VERIFY CORRECT ITEMS IS BEING OFFERED. | 15.5789 | 0 | 19.4737 | 0
25 KV Insulating Plug with cap | 283-900-10054 |  | HUBBELL | 625BIP |  | 6 | 50.6714 | 304.0286 | 63.3393 | 380.0357 | stock - 4 weeks | TECHNICAL DATA SUBJECT TO EVALUATION TO VERIFY CORRECT ITEMS IS BEING OFFERED. | 53.3383 | 320.0301 | 66.6729 | 400.0376
25 KV Cable adapter for 750 mcm cable | 283-900-10057 |  | TE | ELB-15/28-600-CA-J |  | 10 | 20.2714 | 202.7143 | 25.3393 | 253.3929 | 4-6 WEEKS | TECHNICAL DATA SUBJECT TO EVALUATION TO VERIFY CORRECT ITEMS IS BEING OFFERED. | 21.3383 | 213.3835 | 26.6729 | 266.7293
15 KV Cable adapter for 750 mcm cable | 283-900-10058 |  | TE | ELB-15/28-600-CA-H(B10) |  | 10 | 20.2714 | 202.7143 | 25.3393 | 253.3929 | 4-6 WEEKS | TECHNICAL DATA SUBJECT TO EVALUATION TO VERIFY CORRECT ITEMS IS BEING OFFERED. | 21.3383 | 213.3835 | 26.6729 | 266.7293
15 KV Cable adapter for 500 mcm cable | 283-900-10059 |  | HUBBELL | 625CAL |  | 0 | 18.8143 | 0 | 23.5179 | 0 | 4-6 WEEKS | TECHNICAL DATA SUBJECT TO EVALUATION TO VERIFY CORRECT ITEMS IS BEING OFFERED. | 19.8045 | 0 | 24.7556 | 0
25 KV Deadbreak Reducing Tap Plug | 283-900-10060 |  | TE | ELB-15/28-200-LRTP25 |  | 10 | 113.4571 | 1134.5714 | 141.8214 | 1418.2143 | 4-6 WEEKS | TECHNICAL DATA SUBJECT TO EVALUATION TO VERIFY CORRECT ITEMS IS BEING OFFERED. | 119.4286 | 1194.2857 | 149.2857 | 1492.8571
|  |  | COOPER | Catalog BLRTP615AS |  |  | 257.1429 | 0 | 321.4286 | 0 | 12 - 14 WEEKS | TECHNICAL DATA SUBJECT TO EVALUATION TO VERIFY CORRECT ITEMS IS BEING OFFERED. | 270.6767 | 0 | 338.3459 | 0
Underground Device Racks | 283-900-10061 |  | UDEVICES | CR48-B |  | 36 | 165.1286 | 5944.6286 | 206.4107 | 7430.7857 | Stock - 2 Weeks | INCLUDES NECESSARY HARDWARE NEEDED FOR ASSEMBLY | 173.8195 | 6257.5038 | 217.2744 | 7821.8797
Underground Device Arms | 283-900-10062 |  | UDEVICES | RA14 AND RA20 |  | 24 | 108.7857 | 2610.8571 | 135.9821 | 3263.5714 | Stock - 2 Weeks | INCLUDES NECESSARY HARDWARE NEEDED FOR ASSEMBLY | 114.5113 | 2748.2707 | 143.1391 | 3435.3383
RTE Bay O Net Fuse Links (8 amps) | 283-900-11028 |  | EMRCO | 9F54LFC080 |  | 24 | 12.71 | 305.14 | 15.89 | 381.43 | 2-4 weeks | According to Addendum III, we are providing exact equal to 3358C03-C08 - Dual Sensing 15 AMP. TECHNICAL DATA SUBJECT TO EVALUATION TO VERIFY CORRECT ITEMS IS BEING OFFERED. | 13.38 | 321.2 | 16.73 | 401.5
RTE Bay O Net Fuse Links (8 amps) | 283-900-11028 |  | Cooper | 9F54LFC080 |  |  | 27.1429 |  | 33.9286 | 814.2857 | Stock - 2 Weeks | According to Addendum III, we are providing 3358C03-C08 - Dual Sensing 15 AMP. TECHNICAL DATA SUBJECT TO EVALUATION TO VERIFY CORRECT ITEMS IS BEING OFFERED. | 28.5714 |  | 35.7143
RTE Bay O Net Fuse Links (10 amps) | 283-900-11120 |  | EMRCO | 9F54LFC080 |  | 24 | 12.71 | 305.14 | 15.89 | 381.43 | 2-4 weeks | According to Addendum III, we are providing exact equal to 3358C03-C08 - Dual Sensing 15 AMP. TECHNICAL DATA SUBJECT TO EVALUATION TO VERIFY CORRECT ITEMS IS BEING OFFERED. | 13.38 | 321.2 | 16.73 | 401.5
RTE Bay O Net Fuse Links (10 amps) | 283-900-11120 |  | Cooper | 9F54LFC080 |  |  | 410.4 | 9849.6 | 513 | 12312 | Stock - 2 Weeks | According to Addendum III, we are providing 3358C03-C08 - Dual Sensing 15 AMP. TECHNICAL DATA SUBJECT TO EVALUATION TO VERIFY CORRECT ITEMS IS BEING OFFERED. | 28.5714 |  | 35.7143
RTE Bay O Net Fuse Links (15 amps) | 283-900-11015 |  | EMRCO | 9F54LFC080 |  | 24 | 12.71 | 305.14 | 15.89 | 381.43 | 2-4 weeks | According to Addendum III, we are providing exact equal to 3358C03-C08 - Dual Sensing 15 AMP. TECHNICAL DATA SUBJECT TO EVALUATION TO VERIFY CORRECT ITEMS IS BEING OFFERED. | 13.38 | 321.2 | 16.73 | 401.5
RTE Bay O Net Fuse Links (15 amps) | 283-900-11015 |  | Cooper | 9F54LFC080 |  |  | 27.1429 | 651.4286 | 33.9286 | 814.2857 | Stock - 2 Weeks | According to Addendum III, we are providing 3358C03-C08 - Dual Sensing 15 AMP. TECHNICAL DATA SUBJECT TO EVALUATION TO VERIFY CORRECT ITEMS IS BEING OFFERED. | 28.5714 |  | 35.7143
RTE Bay O Net Fuse Links (10 amps) | 283-900-11120 |  | EMRCO | 9F54LFC080 |  | 24 | 12.71 | 305.14 | 15.89 | 381.43 | 2-4 weeks | According to Addendum III, we are providing exact equal to 3358C03-C08 - Dual Sensing 15 AMP. TECHNICAL DATA SUBJECT TO EVALUATION TO VERIFY CORRECT ITEMS IS BEING OFFERED. | 13.38 | 321.2 | 16.73 | 401.5
RTE Bay O Net Fuse Links (10 amps) | 283-900-11120 |  | Cooper | 9F54LFC080 |  |  | 27.1429 |  | 33.9286 |  | Stock - 2 Weeks | According to Addendum III, we are providing 3358C03-C08 - Dual Sensing 15 AMP. TECHNICAL DATA SUBJECT TO EVALUATION TO VERIFY CORRECT ITEMS IS BEING OFFERED. | 28.5714 |  | 35.7143
UG Cable Mounting Saddle for 750 mcm @ 10/case | 283-900-10024 |  | UDEVICES | 3HDS |  | 30 | 26.9286 | 807.8571 | 33.6607 | 1009.8214 | Stock - 2 Weeks | TECHNICAL DATA SUBJECT TO EVALUATION TO VERIFY CORRECT ITEMS IS BEING OFFERED. | 28.3459 | 850.3759 | 35.4323 | 1062.9699
UG Cable Mounting Brackets for 750 mcm @ 10/case | 283-900-10025 |  | TE | BRKT-3-SS |  | 30 | 30.0714 | 902.1429 | 37.5893 | 1127.6786 | Stock - 2 Weeks | TECHNICAL DATA SUBJECT TO EVALUATION TO VERIFY CORRECT ITEMS IS BEING OFFERED. | 31.6541 | 949.6241 | 39.5677 | 1187.0301
| 283-900-10026 |  | HUBBELL | 15kV class interface 215ELA10 |  | 15 | 90.4286 | 1356.4286 | 113.0357 | 1695.5357 | STOCK - 6 WEEKS | TECHNICAL DATA SUBJECT TO EVALUATION TO VERIFY CORRECT ITEMS IS BEING OFFERED. | 95.188 | 1427.8195 | 118.985 | 1784.7744
Lightning Arresters Elbow type 10 KV | 283-900-10026 |  | COOPER | Catalog 32380118C10M (assuming this is for 15kV class) |  |  | 257.1429 | 0 | 321.4286 | 0 | 12 - 14 WEEKS | TECHNICAL DATA SUBJECT TO EVALUATION TO VERIFY CORRECT ITEMS IS BEING OFFERED. | 270.6767 | 0 | 338.3459 | 0
Lightning Arresters Elbow type 18 KV | 283-900-10027 |  | HUBBELL | 25kV class interface 225ELA18 |  | 15 | 135.6143 | 2034.2143 | 169.5179 | 2542.7679 | STOCK - 6 WEEKS | TECHNICAL DATA SUBJECT TO EVALUATION TO VERIFY CORRECT ITEMS IS BEING OFFERED. | 142.7519 | 2141.2782 | 178.4398 | 2676.5977
Lightning Arresters Elbow type 18 KV | 283-900-10027 |  | COOPER | Catalog 32380118C18M (assuming this is for 15kV Class) |  |  | 271.4286 | 0 | 339.2857 | 0 | 12 - 14 WEEKS | TECHNICAL DATA SUBJECT TO EVALUATION TO VERIFY CORRECT ITEMS IS BEING OFFERED. | 285.7143 | 0 | 357.1429 | 0
Pre-Insulated Submersible Multi-port Connectors 3 port |  |  | TE | GPRT-500-3P(B6) |  | 10 | 27.8571 | 278.5714 | 34.8214 | 348.2143 | 3-4 WEEKS | TECHNICAL DATA SUBJECT TO EVALUATION TO VERIFY CORRECT ITEMS IS BEING OFFERED. | 29.3233 | 293.2331 | 36.6541 | 366.5414
(1/0 AWG-750MCM) 5 port |  |  | TE | GPRT-500-5P(B6) |  | 12 | 35.9286 | 431.1429 | 44.9107 | 538.9286 | 3-4 WEEKS | TECHNICAL DATA SUBJECT TO EVALUATION TO VERIFY CORRECT ITEMS IS BEING OFFERED. | 37.8195 | 453.8346 | 47.2744 | 567.2932
8 port |  |  | TE | GPRT-500-8P(B6) |  | 24 | 46.7429 | 1121.8286 | 58.4286 | 1402.2857 | 3-4 WEEKS | TECHNICAL DATA SUBJECT TO EVALUATION TO VERIFY CORRECT ITEMS IS BEING OFFERED. | 49.203 | 1180.8722 | 61.5038 | 1476.0902
12 port |  |  | TE | GPRT-350-8P(B6)+GPRT-350-6P(B6) |  | 10 | 122.4571 | 1224.5714 | 153.0714 | 1530.7143 | 3-4 WEEKS | PLEASE ADVISE IF PART NUMBER GPRT-350-8P(B6) + GPRT-350-6P(B6) IS ACCEPTABLE. IF NOT PLEASE PROVIDE SPECIFICATIONS OR APPROVED MANUFACTURER AND PART NUMBER. | 128.9023 | 1289.0226 | 161.1278 | 1611.2782
PAD MOUNTED TRANSFORMERS
Single Phase: 7960
25 kVA, 1Ø, 7.96kV-240/120 V Pad Mounted Transformer |  |  | COOPER |  |  | 0 | 5243.5897 | 0 | 6554.4872 | 0 | 17-20 WEEKS | TECHNICAL DATA SUBJECT TO EVALUATION TO VERIFY CORRECT ITEMS IS BEING OFFERED. | 5519.5682 | 0 | 6899.4602 | 0
25 kVA, 1Ø, 7.96kV-240/120 V Pad Mounted Transformer |  |  | ABB |  |  |  | 7051.2821 |  | 8814.1026 | 0 | 17-20 WEEKS | TECHNICAL DATA SUBJECT TO EVALUATION TO VERIFY CORRECT ITEMS IS BEING OFFERED. | 7422.4022 | 0 | 9278.0027 | 0
37.5 kVA, 1Ø, 7.96kV-240/120 V Pad Mounted Transformer |  |  | COOPER |  |  | 1 | 5970.5128 | 5970.5128 | 7463.141 | 7463.141 | 17-20 WEEKS | TECHNICAL DATA SUBJECT TO EVALUATION TO VERIFY CORRECT ITEMS IS BEING OFFERED. | 6284.7503 | 6284.7503 | 7855.9379 | 7855.9379
37.5 kVA, 1Ø, 7.96kV-240/120 V Pad Mounted Transformer |  |  | ABB |  |  |  | 7307.6923 |  | 9134.6154 | 0 | 17-20 WEEKS | TECHNICAL DATA SUBJECT TO EVALUATION TO VERIFY CORRECT ITEMS IS BEING OFFERED. | 7692.3077 | 0 | 9615.3846 | 0
50 kVA, 1Ø, 7.96kV-240/120 V Pad Mounted Transformer |  |  | COOPER |  |  | 1 | 5820.5128 | 5820.5128 | 7275.641 | 7275.641 | 17-20 WEEKS | TECHNICAL DATA SUBJECT TO EVALUATION TO VERIFY CORRECT ITEMS IS BEING OFFERED. | 6126.8556 | 6126.8556 | 7658.5695 | 7658.5695
50 kVA, 1Ø, 7.96kV-240/120 V Pad Mounted Transformer |  |  | ABB |  |  |  | 7435.8974 |  | 9294.8718 | 0 | 17-20 WEEKS | TECHNICAL DATA SUBJECT TO EVALUATION TO VERIFY CORRECT ITEMS IS BEING OFFERED. | 7827.2605 | 0 | 9784.0756 | 0
75 kVA, 1Ø, 7.96kV-240/120 V Pad Mounted Transformer |  |  | COOPER |  |  | 0 | 5416.6667 | 0 | 6770.8333 | 0 | 17-20 WEEKS | TECHNICAL DATA SUBJECT TO EVALUATION TO VERIFY CORRECT ITEMS IS BEING OFFERED. | 5701.7544 | 0 | 7127.193 | 0
75 kVA, 1Ø, 7.96kV-240/120 V Pad Mounted Transformer |  |  | ABB |  |  |  | 7820.5128 |  | 9775.641 | 0 | 17-20 WEEKS | TECHNICAL DATA SUBJECT TO EVALUATION TO VERIFY CORRECT ITEMS IS BEING OFFERED. | 8232.1188 | 0 | 10290.1484 | 0
Three Phase: 13800/7960
150 kVA, 3Ø, 13.8kV-208/120 V Pad Mounted Transformer |  |  | ABB |  |  |  | 21474.359 |  | 26842.9487 | 0 | 26-28 weeks | TECHNICAL DATA SUBJECT TO EVALUATION TO VERIFY CORRECT ITEMS IS BEING OFFERED. | 22604.5884 | 0 | 28255.7355 | 0
225 kVA, 3Ø, 13.8kV-208/120 V Pad Mounted Transformer |  |  | COOPER |  |  | 1 | 22717.9487 | 29125.5753 | 28397.4359 | 28397.4359 | 24-32 weeks | TECHNICAL DATA SUBJECT TO EVALUATION TO VERIFY CORRECT ITEMS IS BEING OFFERED. | 23913.6302 | 30658.5003 | 29892.0378 | 29892.0378
225 kVA, 3Ø, 13.8kV-208/120 V Pad Mounted Transformer |  |  | ABB |  |  |  | 24615.3846 |  | 30769.2308 | 0 | 26-28 weeks | TECHNICAL DATA SUBJECT TO EVALUATION TO VERIFY CORRECT ITEMS IS BEING OFFERED. | 25910.9312 | 0 | 32388.664 | 0
300 kVA, 3Ø, 13.8kV-208/120 V Pad Mounted Transformer |  |  | ABB |  |  | 0 | 26410.2564 |  | 33012.8205 | 0 | 26-28 weeks | TECHNICAL DATA SUBJECT TO EVALUATION TO VERIFY CORRECT ITEMS IS BEING OFFERED. | 27800.2699 | 0 | 34750.3374 | 0
500 kVA, 3Ø, 13.8kV-208/120 V Pad Mounted Transformer |  |  | COOPER |  |  | 0 | 32615.3846 |  | 40769.2308 | 0 | 24-32 weeks | TECHNICAL DATA SUBJECT TO EVALUATION TO VERIFY CORRECT ITEMS IS BEING OFFERED. | 34331.9838 | 0 | 42914.9798 | 0
750 kVA, 3Ø, 13.8kV-208/120 V Pad Mounted Transformer |  |  | ABB |  |  | 0 | 40256.4103 |  | 50320.5128 | 0 | 26-28 weeks | TECHNICAL DATA SUBJECT TO EVALUATION TO VERIFY CORRECT ITEMS IS BEING OFFERED. | 42375.1687 | 0 | 52968.9609 | 0
1000 kVA, 3Ø, 13.8kV-208/120 V Pad Mounted Transformer |  |  | ABB |  |  | 0 | 47897.4359 |  | 59871.7949 | 0 | 26-28 weeks | TECHNICAL DATA SUBJECT TO EVALUATION TO VERIFY CORRECT ITEMS IS BEING OFFERED. | 50418.3536 | 0 | 63022.942 | 0
Single Phase: 14400
25 kVA, 1Ø, 14.4kV-240/120 V Pad Mounted Transformer |  |  | ABB |  |  | 1 | 7948.7179 | 10190.664 | 9935.8974 | 9935.8974 | 17-20 WEEKS | TECHNICAL DATA SUBJECT TO EVALUATION TO VERIFY CORRECT ITEMS IS BEING OFFERED. | 8367.0715 | 10727.0148 | 10458.8394 | 10458.8394
37.5 kVA, 1Ø, 14.4kV-240/120 V Pad Mounted Transformer |  |  | ABB |  |  | 0 | 8076.9231 |  | 10096.1538 | 0 | 17-20 WEEKS | TECHNICAL DATA SUBJECT TO EVALUATION TO VERIFY CORRECT ITEMS IS BEING OFFERED. | 8502.0243 | 0 | 10627.5304 | 0
50 kVA, 1Ø, 14.4kV-240/120 V Pad Mounted Transformer |  |  | ABB |  |  | 1 | 8205.1282 | 10519.3951 | 10256.4103 | 10256.4103 | 17-20 WEEKS | TECHNICAL DATA SUBJECT TO EVALUATION TO VERIFY CORRECT ITEMS IS BEING OFFERED. | 8636.9771 | 11073.0475 | 10796.2213 | 10796.2213
75 kVA, 1Ø, 14.4kV-240/120 V Pad Mounted Transformer |  |  | ABB |  |  | 0 | 8653.8462 |  | 10817.3077 | 0 | 17-20 WEEKS | TECHNICAL DATA SUBJECT TO EVALUATION TO VERIFY CORRECT ITEMS IS BEING OFFERED. | 9109.3117 | 0 | 11386.6397 | 0
Three Phase: 24940/14400
150 kVA, 3Ø, 24.9kV-208/120 V Pad Mounted Transformer |  |  | ABB |  |  | 0 | 23025.641 |  | 28782.0513 | 0 | 26-28 weeks | TECHNICAL DATA SUBJECT TO EVALUATION TO VERIFY CORRECT ITEMS IS BEING OFFERED. | 24237.5169 | 0 | 30296.8961 | 0
225 kVA, 3Ø, 24.9kV-208/120 V Pad Mounted Transformer |  |  | COOPER |  |  | 0 | 26564.1026 |  | 33205.1282 | 0 | 24-32 weeks | TECHNICAL DATA SUBJECT TO EVALUATION TO VERIFY CORRECT ITEMS IS BEING OFFERED. | 27962.2132 | 0 | 34952.7665 | 0
225 kVA, 3Ø, 24.9kV-208/120 V Pad Mounted Transformer |  |  | ABB |  |  |  | 26089.7436 |  | 32612.1795 | 0 | 26-28 weeks | TECHNICAL DATA SUBJECT TO EVALUATION TO VERIFY CORRECT ITEMS IS BEING OFFERED. | 27462.888 | 0 | 34328.61 | 0
300 kVA, 3Ø, 24.9kV-208/120 V Pad Mounted Transformer |  |  | ABB |  |  | 1 | 27756.4103 | 35585.1414 | 34695.5128 | 34695.5128 | 26-28 weeks | TECHNICAL DATA SUBJECT TO EVALUATION TO VERIFY CORRECT ITEMS IS BEING OFFERED. | 29217.274 | 37458.0435 | 36521.5924 | 36521.5924
500 kVA, 3Ø, 24.9kV-208/120 V Pad Mounted Transformer |  |  | COOPER |  |  | 1 | 32615.3846 | 41814.5957 | 40769.2308 | 40769.2308 | 24-32 weeks | TECHNICAL DATA SUBJECT TO EVALUATION TO VERIFY CORRECT ITEMS IS BEING OFFERED. | 34331.9838 | 44015.3639 | 42914.9798 | 42914.9798
500 kVA, 3Ø, 24.9kV-208/120 V Pad Mounted Transformer |  |  | ABB |  |  |  | 31756.4103 |  | 39695.5128 | 0 | 26-28 weeks | TECHNICAL DATA SUBJECT TO EVALUATION TO VERIFY CORRECT ITEMS IS BEING OFFERED. | 33427.8003 | 0 | 41784.7503 | 0
750 kVA, 3Ø, 24.9kV-208/120 V Pad Mounted Transformer |  |  | ABB |  |  | 0 | 41858.9744 |  | 52323.7179 | 0 | 26-28 weeks | TECHNICAL DATA SUBJECT TO EVALUATION TO VERIFY CORRECT ITEMS IS BEING OFFERED. | 44062.0783 | 0 | 55077.5978 | 0
1000 kVA, 3Ø, 24.9kV-208/120 V Pad Mounted Transformer |  |  | ABB |  |  | 0 | 48910.2564 |  | 61137.8205 | 0 | 26-28 weeks | TECHNICAL DATA SUBJECT TO EVALUATION TO VERIFY CORRECT ITEMS IS BEING OFFERED. | 51484.4804 | 0 | 64355.6005 | 0
Three Phase: 13800/7960
150 kVA, 3Ø, 13.8kV-480/277 V Pad Mounted Transformer |  |  | ABB |  |  | 0 | 21346.1538 |  | 26682.6923 | 0 | 26-28 weeks | TECHNICAL DATA SUBJECT TO EVALUATION TO VERIFY CORRECT ITEMS IS BEING OFFERED. | 22469.6356 | 0 | 28087.0445 | 0
225 kVA, 3Ø, 13.8kV-480/277 V Pad Mounted Transformer |  |  | COOPER |  |  | 1 | 22448.7179 | 28780.4076 | 28060.8974 | 28060.8974 | 24-32 weeks | TECHNICAL DATA SUBJECT TO EVALUATION TO VERIFY CORRECT ITEMS IS BEING OFFERED. | 23630.2294 | 30295.1659 | 29537.7868 | 29537.7868
225 kVA, 3Ø, 13.8kV-480/277 V Pad Mounted Transformer |  |  | ABB |  |  |  | 24038.4615 |  | 30048.0769 | 0 | 26-28 weeks | TECHNICAL DATA SUBJECT TO EVALUATION TO VERIFY CORRECT ITEMS IS BEING OFFERED. | 25303.6437 | 0 | 31629.5547 | 0
300 kVA, 3Ø, 13.8kV-480/277 V Pad Mounted Transformer |  |  | COOPER |  |  | 1 | 23993.5897 | 30761.0125 | 29991.9872 | 29991.9872 | 24-32 weeks | TECHNICAL DATA SUBJECT TO EVALUATION TO VERIFY CORRECT ITEMS IS BEING OFFERED. | 25256.4103 | 32380.0131 | 31570.5128 | 31570.5128
300 kVA, 3Ø, 13.8kV-480/277 V Pad Mounted Transformer |  |  | ABB |  |  |  | 25769.2308 |  | 32211.5385 | 0 | 26-28 weeks | TECHNICAL DATA SUBJECT TO EVALUATION TO VERIFY CORRECT ITEMS IS BEING OFFERED. | 27125.5061 | 0 | 33906.8826 | 0
500 kVA, 3Ø, 13.8kV-480/277 V Pad Mounted Transformer |  |  | ABB |  |  | 0 | 30128.2051 |  | 37660.2564 | 0 | 26-28 weeks | TECHNICAL DATA SUBJECT TO EVALUATION TO VERIFY CORRECT ITEMS IS BEING OFFERED. | 31713.9001 | 0 | 39642.3752 | 0
750 kVA, 3Ø, 13.8kV-480/277 V Pad Mounted Transformer |  |  | ABB |  |  | 0 | 37628.2051 |  | 47035.2564 | 0 | 26-28 weeks | TECHNICAL DATA SUBJECT TO EVALUATION TO VERIFY CORRECT ITEMS IS BEING OFFERED. | 39608.637 | 0 | 49510.7962 | 0
1000 kVA, 3Ø, 13.8kV-480/277 V Pad Mounted Transformer |  |  | ABB |  |  | 0 | 45038.4615 |  | 56298.0769 | 0 | 26-28 weeks | TECHNICAL DATA SUBJECT TO EVALUATION TO VERIFY CORRECT ITEMS IS BEING OFFERED. | 47408.9069 | 0 | 59261.1336 | 0
Three Phase: 24940/14400
150 kVA, 3Ø, 24.9kV-480/277 V Pad Mounted Transformer |  |  | ABB |  |  | 0 | 22910.2564 |  | 28637.8205 | 0 | 26-28 weeks | TECHNICAL DATA SUBJECT TO EVALUATION TO VERIFY CORRECT ITEMS IS BEING OFFERED. | 24116.0594 | 0 | 30145.0742 | 0
225 kVA, 3Ø, 24.9kV-480/277 V Pad Mounted Transformer |  |  | ABB |  |  | 0 | 26153.8462 |  | 32692.3077 | 0 | 26-28 weeks | TECHNICAL DATA SUBJECT TO EVALUATION TO VERIFY CORRECT ITEMS IS BEING OFFERED. | 27530.3644 | 0 | 34412.9555 | 0
300 kVA, 3Ø, 24.9kV-480/277 V Pad Mounted Transformer |  |  | COOPER |  |  | 1 | 25403.8462 | 32569.0335 | 31754.8077 | 31754.8077 | 24-32 weeks | TECHNICAL DATA SUBJECT TO EVALUATION TO VERIFY CORRECT ITEMS IS BEING OFFERED. | 26740.8907 | 34283.1932 | 33426.1134 | 33426.1134
300 kVA, 3Ø, 24.9kV-480/277 V Pad Mounted Transformer |  |  | ABB |  |  |  | 27141.0256 |  | 33926.2821 | 0 | 26-28 weeks | TECHNICAL DATA SUBJECT TO EVALUATION TO VERIFY CORRECT ITEMS IS BEING OFFERED. | 28569.5007 | 0 | 35711.8758 | 0
500 kVA, 3Ø, 24.9kV-480/277 V Pad Mounted Transformer |  |  | COOPER |  |  | 1 | 30641.0256 | 39283.3662 | 38301.2821 | 38301.2821 | 24-32 weeks | TECHNICAL DATA SUBJECT TO EVALUATION TO VERIFY CORRECT ITEMS IS BEING OFFERED. | 32253.7112 | 41350.9118 | 40317.139 | 40317.139
500 kVA, 3Ø, 24.9kV-480/277 V Pad Mounted Transformer |  |  | ABB |  |  |  | 31089.7436 |  | 38862.1795 | 0 | 26-28 weeks | TECHNICAL DATA SUBJECT TO EVALUATION TO VERIFY CORRECT ITEMS IS BEING OFFERED. | 32726.0459 | 0 | 40907.5574 | 0
750 kVA, 3Ø, 24.9kV-480/277 V Pad Mounted Transformer |  |  | ABB |  |  | 0 | 40256.4103 |  | 50320.5128 | 0 | 26-28 weeks | TECHNICAL DATA SUBJECT TO EVALUATION TO VERIFY CORRECT ITEMS IS BEING OFFERED. | 42375.1687 | 0 | 52968.9609 | 0
1000 kVA, 3Ø, 24.9kV-480/277 V Pad Mounted Transformer |  |  | COOPER |  |  | 1 | 38692.3077 |  | 48365.3846 | 48365.3846 | 24-32 weeks | TECHNICAL DATA SUBJECT TO EVALUATION TO VERIFY CORRECT ITEMS IS BEING OFFERED. | 40728.7449 | 0 | 50910.9312 | 50910.9312
1000 kVA, 3Ø, 24.9kV-480/277 V Pad Mounted Transformer |  |  | ABB |  |  |  | 46794.8718 |  | 58493.5897 | 0 | 26-28 weeks | TECHNICAL DATA SUBJECT TO EVALUATION TO VERIFY CORRECT ITEMS IS BEING OFFERED. | 49257.7598 | 0 | 61572.1997 | 0
EXPEDITED FREIGHT (for urgent delivery requirments) | [5 empty] | Total |  | 5038959.5055 |  | 8165483.2413