## STOCK INVENTORY MATERIAL
STOCK INVENTORY MATERIAL BID SHEET
|  |  | AMERICAN WIRE GROUP 5/22/2021 |  |  | UPDATED PRICING |  | ORIGINAL CONTRACT PRICING
Description | Stock Number | NEW MANUFACTURER AND PART NUMBER FOR YOUR CONSIDERATION | MANUFACTURER | Manufacturer Part Number | AWG PART# | REVISED UNIT PRICE DELIVERED TO FLORIDA | REVISEDCIF UNIT PRICE DELIVERED TO STX, STT, STJ | ORIGINAL FOB UNIT PRICE DELIVERED TO FLORIDA | ORIGINAL CIF UNIT PRICE DELIVERED TO STX,STT,STJ | PERCENTAGE INCREASE
LINE FUSE
3 AMP FUSE LINK (FAST) | 283-260-00003 |  | HUBBELL | M3K23 | FL-K-3 | 6.8244 | 9.21 | 5.17 | 6.46 | 32%
3 AMP FUSE LINK (FAST) | 283-260-00003 |  | INDEL BARU | FL-K-3 | FL-K-3 | 3.3695 | 4.55 | 2.93 | 3.67 | 15%
3 AMP FUSE LINK (FAST) | 283-260-00003 |  | COOPER | FL11K3 | FL-K-3 | 6.864 | 9.27 | 5.72 | 7.15 | 20%
6 AMP FUSE LINK (FAST) | 283-260-00006 |  | HUBBELL | M6T23 | FL-T-6 | 7.128 | 9.62 | 5.4 | 6.75 | 32%
6 AMP FUSE LINK (FAST) | 283-260-00006 |  | INDEL BARU | FL-T-6 | FL-T-6 | 3.3695 | 4.55 | 2.93 | 3.67 | 15%
6 AMP FUSE LINK (FAST) | 283-260-00006 |  | COOPER | FL11K6 | FL-T-6 | 6.864 | 9.27 | 5.72 | 7.15 | 20%
8 AMP FUSE LINK (FAST) | 283-260-00008 |  | HUBBELL | M8T23 | FL-T-8 | 7.128 | 9.62 | 5.4 | 6.75 | 32%
8 AMP FUSE LINK (FAST) | 283-260-00008 |  | INDEL BARU | EFKCCIR | FL-T-8 | 3.3695 | 4.55 | 2.93 | 3.67 | 15%
8 AMP FUSE LINK (FAST) | 283-260-00008 |  | COOPER | FL11K8 | FL-T-8 | 6.864 | 9.27 | 5.72 | 7.15 | 20%
8 AMP FUSE LINK (FAST) | 283-260-00008 | NEW | GRID POWER | UP-FL3K8 | FL-T-8 | 2.501 | 3.38 | 2.05 | 2.56 | 22%
10 AMP FUSE LINK (FAST) | 283-260-00010 |  | HUBBELL | M10K23 | FL-K-10 | 6.5604 | 8.86 | 4.97 | 6.21 | 32%
10 AMP FUSE LINK (FAST) | 283-260-00010 |  | INDEL BARU | FL-K-10 | FL-K-10 | 3.3695 | 4.55 | 2.93 | 3.67 | 15%
10 AMP FUSE LINK (FAST) | 283-260-00010 |  | COOPER | FL11K10 | FL-K-10 | 7.296 | 9.85 | 6.08 | 7.6 | 20%
10 AMP FUSE LINK (FAST) | 283-260-00010 | NEW | GRID POWER | UP-FL3K-10 | FL-K-10 | 2.6474 | 3.57 | 2.17 | 2.71 | 22%
12 AMP FUSE LINK (FAST) | 283-260-00012 |  | HUBBELL | M12K23 | FL-K-12 | 6.5604 | 8.86 | 4.97 | 6.21 | 32%
12 AMP FUSE LINK (FAST) | 283-260-00012 |  | INDEL BARU | FL-K-12 | FL-K-12 | 3.3695 | 4.55 | 2.93 | 3.67 | 15%
12 AMP FUSE LINK (FAST) | 283-260-00012 |  | COOPER | FL11K12 | FL-K-12 | 7.296 | 9.85 | 6.08 | 7.6 | 20%
12 AMP FUSE LINK (FAST) | 283-260-00012 | NEW | GRID POWER | UP-FL3K-12 | FL-K-12 | 2.7084 | 3.66 | 2.22 | 2.77 | 22%
15 AMP FUSE LINK (FAST) | 283-260-00015 |  | INDEL BARU | FL-K-15 | FL-K-15 | 3.3695 | 4.55 | 2.93 | 3.67 | 15%
15 AMP FUSE LINK (FAST) | 283-260-00015 |  | COOPER | FL11K15 | FL-K-15 | 7.296 | 9.85 | 6.08 | 7.6 | 20%
15 AMP FUSE LINK (FAST) | 283-260-00015 | NEW | GRID POWER | UP-FL3K15 | FL-K-15 | 2.745 | 3.71 | 2.25 | 2.81 | 22%
20 AMP FUSE LINK (FAST) | 283-260-00020 |  | HUBBELL | M20K23 | FL-K-20 | 6.5604 | 8.86 | 4.97 | 6.21 | 32%
20 AMP FUSE LINK (FAST) | 283-260-00020 |  | INDEL BARU | FL-K-20 | FL-K-20 | 3.3695 | 4.55 | 2.93 | 3.67 | 15%
20 AMP FUSE LINK (FAST) | 283-260-00020 |  | COOPER | FL11K20 | FL-K-20 | 7.296 | 9.85 | 6.08 | 7.6 | 20%
20 AMP FUSE LINK (FAST) | 283-260-00020 | NEW | GRID POWER | UP-FL3K-20 | FL-K-20 | 2.928 | 3.95 | 2.4 | 3 | 22%
25 AMP FUSE LINK (FAST) | 283-260-00025 |  | HUBBELL | M25K23 | FL-K-25 | 6.5604 | 8.86 | 4.97 | 6.21 | 32%
25 AMP FUSE LINK (FAST) | 283-260-00025 |  | INDEL BARU | FL-K-25 | FL-K-25 | 3.473 | 4.69 | 3.02 | 3.77 | 15%
25 AMP FUSE LINK (FAST) | 283-260-00025 |  | COOPER | FL11K25 | FL-K-25 | 7.296 | 9.85 | 6.08 | 7.6 | 20%
25 AMP FUSE LINK (FAST) | 283-260-00025 | NEW | GRID POWER | UP-FL3K-25 | FL-K-25 | 3.782 | 5.11 | 3.1 | 3.88 | 22%
30 AMP FUSE LINK (FAST) | 283-260-00030 |  | HUBBELL | M30K23 | FL-K-30 | 7.26 | 9.8 | 5.5 | 6.88 | 32%
30 AMP FUSE LINK (FAST) | 283-260-00030 |  | INDEL BARU | FL-K-30 | FL-K-30 | 3.473 | 4.69 | 3.02 | 3.77 | 15%
30 AMP FUSE LINK (FAST) | 283-260-00030 |  | COOPER | FL11K30 | FL-K-30 | 9 | 12.15 | 7.5 | 9.38 | 20%
30 AMP FUSE LINK (FAST) | 283-260-00030 | NEW | GRID POWER | UP-FL3K-30 | FL-K-30 | 3.843 | 5.19 | 3.15 | 3.94 | 22%
40 AMP FUSE LINK (FAST) | 283-260-00040 |  | HUBBELL | M40K23 | FL-K-40 | 7.128 | 9.62 | 5.4 | 6.75 | 32%
40 AMP FUSE LINK (FAST) | 283-260-00040 |  | INDEL BARU | FL-K-40 | FL-K-40 | 3.68 | 4.97 | 3.2 | 4 | 15%
40 AMP FUSE LINK (FAST) | 283-260-00040 |  | COOPER | FL11K40 | FL-K-40 | 8.844 | 11.94 | 7.37 | 9.21 | 20%
40 AMP FUSE LINK (FAST) | 283-260-00040 | NEW | GRID POWER | UP-FL3K-40 | FL-K-40 | 4.087 | 5.52 | 3.35 | 4.19 | 22%
50 AMP FUSE LINK (FAST) | 283-260-00050 |  | HUBBELL | M50K23 | FL-K-50 | 7.128 | 9.62 | 5.4 | 6.75 | 32%
50 AMP FUSE LINK (FAST) | 283-260-00050 |  | INDEL BARU | FL-K-50 | FL-K-50 | 4.025 | 5.43 | 3.5 | 4.38 | 15%
50 AMP FUSE LINK (FAST) | 283-260-00050 |  | COOPER | FL11K50 | FL-K-50 | 9.684 | 13.07 | 8.07 | 10.08 | 20%
50 AMP FUSE LINK (FAST) | 283-260-00050 | NEW | GRID POWER | UP-FL3K-50 | FL-K-50 | 5.2216 | 7.05 | 4.28 | 5.35 | 22%
65 AMP FUSE LINK (FAST) | 283-260-00065 |  | HUBBELL | M65KA | FL-K-65 | 11.9196 | 16.09 | 9.03 | 11.29 | 32%
65 AMP FUSE LINK (FAST) | 283-260-00065 |  | INDEL BARU | FL-K-65 | FL-K-65 | 7.038 | 9.5 | 6.12 | 7.65 | 15%
65 AMP FUSE LINK (FAST) | 283-260-00065 |  | COOPER | FL11K65 | FL-K-65 | 15.444 | 20.85 | 12.87 | 16.08 | 20%
65 AMP FUSE LINK (FAST) | 283-260-00065 | NEW | GRID POWER | UP-FL3K-65 | FL-K-65 | 7.0516 | 9.52 | 5.78 | 7.23 | 22%
0.7 AMP FUSE LINK (FAST) | 283-260-00007 |  | HUBBELL | M0D7SF23 | SLO-FL-.7AMP | 15.246 | 20.58 | 11.55 | 14.44 | 32%
1.0 AMP FUSE LINK (FAST) | 283-260-00100 |  | HUBBELL | M1D0SF23 | SLO-FL-1.0AMP | 15.246 | 20.58 | 11.55 | 14.44 | 32%
0.7 AMP FUSE LINK (FAST) | 283-260-00007 | NEW | COOPER | 07SQ-60 | SLO-FL-.7AMP | 7.86 | 10.61 | 6.55 | 8.19 | 20%
1.0 AMP FUSE LINK (FAST) | 283-260-00100 |  | COOPER | 10SQ-60 | SLO-FL-1.0AMP | 7.86 | 10.61 | 6.55 | 8.19 | 20%
1.4 AMP FUSE LINK (FAST) | 283-260-00104 |  | HUBBELL | M1D4SF23 | SLO-FL-1.4AMP | 15.246 | 20.58 | 11.55 | 14.44 | 32%
1.4 AMP FUSE LINK (FAST) | 283-260-00104 |  | COOPER | 14SQ-60 | SLO-FL-1.4AMP | 7.86 | 10.61 | 6.55 | 8.19 | 20%
1.6 AMP FUSE LINK (FAST) | 283-260-00106 |  | HUBBELL | M1D6SF23 | SLO-FL-1.6AMP | 15.4044 | 20.8 | 11.67 | 14.58 | 32%
1.6 AMP FUSE LINK (FAST) | 283-260-00106 |  | COOPER | 16SQ-60 | SLO-FL-1.6AMP | 7.86 | 10.61 | 6.55 | 8.19 | 20%
2.1 AMP FUSE LINK (FAST) | 283-260-00201 |  | HUBBELL | M2D1SF23 | SLO-FL-2.1AMP | 15.246 | 20.58 | 11.55 | 14.44 | 32%
2.1 AMP FUSE LINK (FAST) | 283-260-00201 |  | COOPER | 21SQ-60 | SLO-FL-2.1AMP | 7.86 | 10.61 | 6.55 | 8.19 | 20%
3.5 AMP FUSE LINK (FAST) | 283-260-00305 |  | HUBBELL | M3D1SF23 | SLO-FL-3.5AMP | 15.2856 | 20.64 | 11.58 | 14.48 | 32%
3.5 AMP FUSE LINK (FAST) | 283-260-00305 |  | COOPER | 35SQ-60 | SLO-FL-3.5AMP | 7.86 | 10.61 | 6.55 | 8.19 | 20%
5.2 AMP FUSE LINK (FAST) | 283-260-00502 |  | HUBBELL | M5D2SF23 | SLO-FL-5.2AMP | 17.1996 | 23.22 | 13.03 | 16.29 | 32%
5.2 AMP FUSE LINK (FAST) | 283-260-00502 |  | COOPER | 52SQ-60 | SLO-FL-5.2AMP | 7.86 | 10.61 | 6.55 | 8.19 | 20%
7.8 AMP FUSE LINK (FAST) | 283-260-00708 |  | HUBBELL | M7D8SF23 | SLO-FL-7.8AMP | 18.1104 | 24.45 | 13.72 | 17.15 | 32%
7.8 AMP FUSE LINK (FAST) | 283-260-00708 |  | COOPER | 78SQ-60 | SLO-FL-7.8AMP | 7.86 | 10.61 | 6.55 | 8.19 | 20%
10.4 AMP FUSE LINK (FAST) | 283-260-01004 |  | HUBBELL | M10D4SF | SLO-FL-10.4AMP | 18.7704 | 25.34 | 14.22 | 17.77 | 32%
10.4 AMP FUSE LINK (FAST) | 283-260-01004 |  | COOPER | 104SQ-60 | SLO-FL-10.4AMP | 7.86 | 10.61 | 6.55 | 8.19 | 20%
2-2 INSULINK | 283-170-90202 |  | THOMAS & BETTS | ICS73-1 | INS-2-2 | 1.156 | 1.56 | 0.68 | 0.85 | 70%
2-2 INSULINK | 283-170-90202 |  | BURNDY | ES2R2R | INS-2-2 | 0.9316 | 1.26 | 0.68 | 0.85 | 37%
2-4 INSULINK | 283-170-90204 |  | THOMAS & BETTS | ICS72-1 | INS-2-4 | 1.156 | 1.56 | 0.68 | 0.85 | 70%
2-4 INSULINK | 283-170-90204 |  | BURNDY | ES2R2W | INS-2-4 | 0.9316 | 1.26 | 0.68 | 0.85 | 37%
4-4 INSULINK | 283-170-90404 |  | THOMAS & BETTS | ICS68-1 | INS-4-4 | 1.19 | 1.61 | 0.7 | 0.88 | 70%
4-4 INSULINK | 283-170-90404 |  | BURNDY | ES2W2W | INS-4-4 | 1.0275 | 1.39 | 0.75 | 0.94 | 37%
1/0-2 INSULINK | 283-170-91002 |  | THOMAS & BETTS | ICS77-1 | INS-1/0-2 | 1.253 | 1.69 | 0.7 | 0.88 | 79%
1/0-2 INSULINK | 283-170-91002 |  | BURNDY | ES25R2R | INS-1/0-2 | 1.0001 | 1.35 | 0.73 | 0.92 | 37%
1/0 - 4 INSULINK | 283-170-91004 |  | THOMAS & BETTS | ICS76-1 | INS-1/0-4 | 1.3067 | 1.76 | 0.73 | 0.92 | 79%
1/0 - 4 INSULINK | 283-170-91004 |  | BURNDY | ES25R2W | INS-1/0-4 | 1.0275 | 1.39 | 0.75 | 0.94 | 37%
1/0 - 1/0 INSULINK | 283-170-91010 |  | THOMAS & BETTS | ICS78-1 | INS-1/0-1/0 | 1.253 | 1.69 | 0.7 | 0.88 | 79%
1/0 - 1/0 INSULINK | 283-170-91010 |  | BURNDY | ES25R25R | INS-1/0-1/0 | 1.0275 | 1.39 | 0.75 | 0.94 | 37%
2-2 LINKIT | 283-170-50202 |  | THOMAS & BETTS | CS73 | LIN-2-2 | 0.9185 | 1.24 | 0.55 | 0.69 | 67%
2-2 LINKIT | 283-170-50202 |  | BURNDY | YSU2R2R | LIN-2-2 | 0.8905 | 1.2 | 0.65 | 0.81 | 37%
2-4 LINKIT | 283-170-50204 |  | THOMAS & BETTS | CS72 | LIN-2-4 | 0.9185 | 1.24 | 0.55 | 0.69 | 67%
2-4 LINKIT | 283-170-50204 |  | BURNDY | YSU2R2W | LIN-2-4 | 0.8905 | 1.2 | 0.65 | 0.81 | 37%
2-6 LINKIT | 283-170-50206 |  | THOMAS & BETTS | CS71 | LIN-2-6 | 0.9185 | 1.24 | 0.55 | 0.69 | 67%
2-6 LINKIT | 283-170-50206 |  | BURNDY | YSU2R4W | LIN-2-6 | 0.8631 | 1.17 | 0.63 | 0.79 | 37%
4-4 LINKIT | 283-170-50404 |  | THOMAS & BETTS | CS68 | LIN4-4 | 0.9185 | 1.24 | 0.55 | 0.69 | 67%
4-4 LINKIT | 283-170-50404 |  | BURNDY | YSU2W2W | LIN4-4 | 0.8494 | 1.15 | 0.62 | 0.77 | 37%
4-6 LINKIT | 283-170-50406 |  | THOMAS & BETTS | CS67 | LIN-4-6 | 0.9845 | 1.33 | 0.55 | 0.69 | 79%
4-6 LINKIT | 283-170-50406 |  | BURNDY | YSU2W4W | LIN-4-6 | 0.8494 | 1.15 | 0.62 | 0.77 | 37%
1/0-2 LINKIT | 283-170-51002 |  | THOMAS & BETTS | CS77 | LIN1/0-2 | 0.9735 | 1.31 | 0.55 | 0.69 | 77%
1/0-2 LINKIT | 283-170-51002 |  | BURNDY | YSU25R2R | LIN1/0-2 | 0.8631 | 1.17 | 0.63 | 0.79 | 37%
1/0-4 LINKIT | 283-170-51004 |  | THOMAS & BETTS | CS76 | LIN-1/0-4 | 1.0266 | 1.39 | 0.58 | 0.73 | 77%
1/0-4 LINKIT | 283-170-51004 |  | BURNDY | YSU25R2W | LIN-1/0-4 | 0.9179 | 1.24 | 0.67 | 0.83 | 37%
1/0-1/0 LINKIT | 283-170-51010 |  | THOMAS & BETTS | CS78 | LIN-1/0-1/0 | 0.9735 | 1.31 | 0.55 | 0.69 | 77%
1/0-1/0 LINKIT | 283-170-51010 |  | BURNDY | YSU25R25R | LIN-1/0-1/0 | 0.8494 | 1.15 | 0.62 | 0.77 | 37%
OVAL EYE NUT 5/8" | 283-429-03058 |  | HUBBELL | 6502 | EN-5/8 | 3.7609 | 5.08 | 2.63 | 3.29 | 43%
OVAL EYE NUT 5/8" |  |  | POWERLINE | P1092 | EN-5/8 | 2.413 | 3.26 | 1.9 | 2.38 | 27%
OVAL EYE NUT 5/8" | 283-429-03058 |  | AWG | was S6502 now EN-5/8 | EN-5/8 | 1.428 | 1.93 | 1.02 | 1.27 | 40%
OVAL EYE NUT 5/8" |  |  | ALUMAFORM | AF1092 | EN-5/8 | 3.5505 | 4.79 | 2.63 | 3.29 | 35%
OVAL EYE NUT 5/8" | 283-429-03058 | NEW | VICTORY | 5811 EYE NUTHDG | EN-5/8 | 2.2225 | 3 | 1.75 | 2.19 | 27%
| 283-429-03058 | NEW | GRID POWER | U1092 | EN-5/8 | 2.4766 | 3.34 | 2.03 | 2.54 | 22%
| 283-429-03058 | NEW | ALLIED | 5876 | EN-5/8 | 2.1594 | 2.92 | 1.83 | 2.29 | 18%
HEX HEAD BRONZE NUT | 283-429-01202 |  | AWG | WAS S58028 NOW IS NUT-HEX-BRONZE | NUT-HEX-BRONZE | 3.038 | 4.1 | 2.17 | 2.71 | 40%
HEX HEAD BRONZE NUT | 283-429-01202 | NEW | VICTORY | 5811 SQ NUT HDG | NUT-HEX-BRONZE | 0.8509 | 1.15 | 0.67 | 0.83 | 27%
HEX HEAD BRONZE NUT | 283-429-01202 | NEW | ALLIED | 24582 | NUT-HEX-BRONZE | 0.8496 | 1.15 | 0.72 | 0.9 | 18%
SQUARE 5/8 NUT | 283-075-53249 |  | HUBBELL | 55084P | NUT-SQ-5/8IN | 0.5434 | 0.73 | 0.38 | 0.48 | 43%
SQUARE 5/8 NUT | 283-075-53249 |  | POWERLINE | P8563 | NUT-SQ-5/8IN | 0.4445 | 0.6 | 0.35 | 0.44 | 27%
SQUARE 5/8 NUT | 283-075-53249 |  | AWG | WAS S8563 NOW IS NUT-SQ-5/8IN | NUT-SQ-5/8IN | 0.238 | 0.32 | 0.17 | 0.21 | 40%
SQUARE 5/8 NUT | 283-075-53249 | NEW | ALLIED | 8206 | NUT-SQ-5/8IN | 0.236 | 0.32 | 0.2 | 0.25 | 18%
SQUARE 5/8 NUT | 283-075-53249 | NEW | VICTORY | 5811 SQ NUT HDG | NUT-SQ-5/8IN | 0.4445 | 0.6 | 0.35 | 0.44 | 27%
SQUARE 5/8 NUT | 283-075-53249 | NEW | ALUMAFORM | AF1074 | NUT-SQ-5/8IN | 0.4725 | 0.64 | 0.35 | 0.44 | 35%
3/4 in Lock Nut MF TYPE | 283-429-01913 |  | AWG | WAS SLN34MF NOW IS LN-3/4-MF | LN-3/4-MF | 0.182 | 0.25 | 0.13 | 0.17 | 40%
3/4 in Lock Nut MF TYPE | 283-429-01913 |  | MACLEAN | J8584 | LN-3/4-MF | 1.0439 | 1.41 | 0.73 | 0.92 | 43%
3/4 in Lock Nut MF TYPE | 283-429-01913 |  | VICTORY | WAS V8584 NOW IS 3410 MF LOCKNUT | LN-3/4-MF | 0.4699 | 0.63 | 0.37 | 0.46 | 27%
3/4 in Lock Nut MF TYPE | 283-429-01913 |  | POWERLINE | P8584 | LN-3/4-MF | 0.6731 | 0.91 | 0.53 | 0.67 | 27%
3/4 in Lock Nut MF TYPE | 283-429-01913 |  | HUBBELL | 3513 | LN-3/4-MF | 1.0439 | 1.41 | 0.73 | 0.92 | 43%
3/4 in Lock Nut MF TYPE | 283-429-01913 |  | ALUMAFORM | AF1074 | LN-3/4-MF | 0.54 | 0.73 | 0.4 | 0.5 | 35%
7/8" lock nut curved MF TYPE | 283-429-01928 |  | HUBBELL | 3514 | LN-7/8-MF | 1.0439 | 1.41 | 0.73 | 0.92 | 43%
7/8" lock nut curved MF TYPE | 283-429-01928 | NEW | MACLEAN | J8584-1/2 | LN-7/8-MF | 0.9009 | 1.22 | 0.63 | 0.79 | 43%
7/8" lock nut curved MF TYPE | 283-429-01928 | NEW | POWERLINE | P8584-1/2 | LN-7/8-MF | 1.3589 | 1.83 | 1.07 | 1.33 | 27%
7/8" lock nut curved MF TYPE | 283-429-01928 | NEW | ALLIED | 22014 | LN-7/8-MF | 0.6254 | 0.84 | 0.53 | 0.66 | 18%
7/8" lock nut curved MF TYPE | 283-429-01928 | NEW | VICTORY | 789 MF LOCKNUT | LN-7/8-MF | 0.9525 | 1.29 | 0.75 | 0.94 | 27%
7/8" lock nut curved MF TYPE | 283-429-01928 | NEW | ALUMAFORM | AF8563 | LN-7/8-MF | 0.54 | 0.73 | 0.4 | 0.5 | 35%
7/8" lock nut curved MF TYPE | 283-429-01928 | NEW | AWG | LN-7/8 | LN-7/8-MF | 0.63 | 0.85 | 0.45 | 0.56 | 40%
Nut, Lock, 5/8", MF Type, Galvanized | 283-429-01958 |  | ALLIED | 22010 | LN-5/8-MF | 0.5074 | 0.68 | 0.43 | 0.54 | 18%
Nut, Lock, 5/8", MF Type, Galvanized | 283-429-01958 |  | MACLEAN | J8583 | LN-5/8-MF | 0.6721 | 0.91 | 0.47 | 0.58 | 43%
Nut, Lock, 5/8", MF Type, Galvanized | 283-429-01958 | NEW | POWERLINE | P8583 | LN-5/8-MF | 0.3556 | 0.48 | 0.28 | 0.35 | 27%
Nut, Lock, 5/8", MF Type, Galvanized | 283-429-01958 | NEW | VICTORY | 5811 MF LOCKNUT | LN-5/8-MF | 0.4191 | 0.57 | 0.33 | 0.42 | 27%
Nut, Lock, 5/8", MF Type, Galvanized | 283-429-01958 | NEW | ALUMAFORM | AF8583 | LN-5/8-MF | 0.4725 | 0.64 | 0.35 | 0.44 | 35%
Nut, Lock, 5/8", MF Type, Galvanized | 283-429-01958 | NEW | AWG | LN-5/8-MF | LN-5/8-MF | 0.42 | 0.57 | 0.3 | 0.38 | 40%
Nut, Lock, 5/8", MF Type, Galvanized | 283-429-01958 | NEW | HUBBELL | 3512 | LN-5/8-MF | 0.5434 | 0.73 | 0.38 | 0.48 | 43%
3/4 EYE NUT | 283-429-02070 |  | AWG | WAS S1093 NOW IS EN-3/4 | EN-3/4 | 1.512 | 2.04 | 1.08 | 1.35 | 40%
3/4 EYE NUT | 283-429-02070 |  | POWERLINE | P1093 | EN-3/4 | 2.6289 | 3.55 | 2.07 | 2.58 | 27%
3/4 EYE NUT | 283-429-02070 |  | HUBBELL | 6503 | EN-3/4 | 4.6046 | 6.22 | 3.22 | 4.02 | 43%
3/4 EYE NUT | 283-429-02070 | NEW | ALUMAFORM | AF1093 | EN-3/4 | 3.4155 | 4.61 | 2.53 | 3.17 | 35%
3/4 EYE NUT | 283-429-02070 | NEW | VICTORY | 3410 EYENUT HDG | EN-3/4 | 2.4384 | 3.29 | 1.92 | 2.4 | 27%
(56538P)7/8" nut | 283-429-02100 |  | HUBBELL | 56538P | N-7/8 | 3.6751 | 4.96 | 2.57 | 3.21 | 43%
(56538P)7/8" nut | 283-429-02100 | NEW | AWG | N-7/8 | N-7/8 | 0.63 | 0.85 | 0.45 | 0.56 | 40%
(56538P)7/8" nut | 283-429-02100 | NEW | ALLIED | 8201 | N-7/8 | 0.9794 | 1.32 | 0.83 | 1.04 | 18%
(56538P)7/8" nut | 283-429-02100 | NEW | POWERLINE | P8564-1 / 2 | N-7/8 | 1.016 | 1.37 | 0.8 | 1 | 27%
(56538P)7/8" nut | 283-429-02100 | NEW | VICTORY | 789 SQ NUT HDG | N-7/8 | 0.8255 | 1.11 | 0.65 | 0.81 | 27%
NUT SQUARE GALVANIZE 1" | 283-429-02121 |  | HUBBELL | 56073P | N-1 | 4.433 | 5.98 | 3.1 | 3.88 | 43%
NUT SQUARE GALVANIZE 1" | 283-429-02121 |  | AWG | WAS SN-1 NOW IS N-1 | N-1 | 0.658 | 0.89 | 0.47 | 0.58 | 40%
NUT SQUARE GALVANIZE 1" | 283-429-02121 | NEW | ALLIED | 8375 | N-1 | 1.2744 | 1.72 | 1.08 | 1.35 | 18%
NUT SQUARE GALVANIZE 1" | 283-429-02121 | NEW | VICTORY | 18 NUT SQ HDG | N-1 | 1.6891 | 2.28 | 1.33 | 1.67 | 27%
3/4 square nut NUT 3/4" 10 UNC GALVANIZED | 283-429-02200 |  | AWG | WAS S8564 NOW IS N-3/4 | N-3/4 | 0.462 | 0.62 | 0.33 | 0.42 | 40%
3/4 square nut NUT 3/4" 10 UNC GALVANIZED | 283-429-02200 |  | HUBBELL | 55085P | N-3/4 | 1.2155 | 1.64 | 0.85 | 1.06 | 43%
3/4 square nut NUT 3/4" 10 UNC GALVANIZED | 283-429-02200 | NEW | ALUMAFORM | AF8564 | N-3/4 | 0.972 | 1.31 | 0.72 | 0.9 | 35%
3/4 square nut NUT 3/4" 10 UNC GALVANIZED | 283-429-02200 | NEW | POWERLINE | P8564 | N-3/4 | 0.5461 | 0.74 | 0.43 | 0.54 | 27%
3/4 square nut NUT 3/4" 10 UNC GALVANIZED | 283-429-02200 | NEW | VICTORY | 3410 SQ NUT HDG | N-3/4 | 0.5715 | 0.77 | 0.45 | 0.56 | 27%
3/4 square nut NUT 3/4" 10 UNC GALVANIZED | 283-429-02200 | NEW | ALLIED | 8200 | N-3/4 | 0.354 | 0.48 | 0.3 | 0.38 | 18%
3/4" Galvanized lock washer | 283-710-56006 |  | HUBBELL | 4037 | LW-3/4 | 0.5005 | 0.68 | 0.35 | 0.44 | 43%
3/4" Galvanized lock washer | 283-710-56006 |  | MACLEAN | J138 | LW-3/4 | 0.2431 | 0.33 | 0.17 | 0.21 | 43%
3/4" Galvanized lock washer | 283-710-56006 | NEW | ALLIED | 6102 | LW-3/4 | 0.2124 | 0.29 | 0.18 | 0.23 | 18%
3/4" Galvanized lock washer | 283-710-56006 | NEW | VICTORY | 34 LW HDG | LW-3/4 | 0.254 | 0.34 | 0.2 | 0.25 | 27%
3/4" Galvanized lock washer | 283-710-56006 | NEW | AWG | LW-3/4 | LW-3/4 | 0.14 | 0.19 | 0.1 | 0.13 | 40%
1/2" Galvanized lock washer |  |  | HUBBELL | 4035 | LW-1/2 | 0.143 | 0.19 | 0.1 | 0.13 | 43%
1/2" Galvanized lock washer |  |  | MACLEAN | J140 | LW-1/2 | 0.4004 | 0.54 | 0.28 | 0.35 | 43%
1/2" Galvanized lock washer |  | NEW | ALLIED | 6100 | LW-1/2 | 0.0826 | 0.11 | 0.07 | 0.08 | 18%
1/2" Galvanized lock washer |  | NEW | VICTORY | 12 LW HDG | LW-1/2 | 0.0889 | 0.12 | 0.07 | 0.09 | 27%
1/2" Galvanized lock washer |  | NEW | AWG | LW-1/2 | LW-1/2 | 0.042 | 0.06 | 0.03 | 0.04 | 40%
WASHER, SQ FLAT, 5/8in SIZE, 2 1/4in x 11 (for 5/8 bolt) | 283-710-20401 |  | HUBBELL | 6813 | SW-21/4X11/5/8 | 0.7436 | 1 | 0.52 | 0.65 | 43%
WASHER, SQ FLAT, 5/8in SIZE, 2 1/4in x 11 (for 5/8 bolt) | 283-710-20401 |  | POWERLINE | P1075 | SW-21/4X11/5/8 | 0.4445 | 0.6 | 0.35 | 0.44 | 27%
WASHER, SQ FLAT, 5/8in SIZE, 2 1/4in x 11 (for 5/8 bolt) | 283-710-20401 |  | ALLIED | 11500 | SW-21/4X11/5/8 | 0.3894 | 0.53 | 0.33 | 0.42 | 18%
WASHER, SQ FLAT, 5/8in SIZE, 2 1/4in x 11 (for 5/8 bolt) | 283-710-20401 | NEW | ALUMAFORM | AF1075 | SW-21/4X11/5/8 | 0.5805 | 0.78 | 0.43 | 0.54 | 35%
WASHER, SQ FLAT, 5/8in SIZE, 2 1/4in x 11 (for 5/8 bolt) | 283-710-20401 | NEW | AWG | WAS S60067 NOW SW-21/4X11/5/8 | SW-21/4X11/5/8 | 0.252 | 0.34 | 0.18 | 0.23 | 40%
WASHER, SQ FLAT, 5/8in SIZE, 2 1/4in x 11 (for 5/8 bolt) | 283-710-20401 | NEW | VICTORY | 214 FW SQ HDG | SW-21/4X11/5/8 | 0.6731 | 0.91 | 0.53 | 0.67 | 27%
1/2 " BRONZE LOCK WASHER | 283-710-56004 | NEW | AWG | WAS S60067 NOW IS LW-BRONZE-1/2IN | LW-BRONZE-1/2IN | 4.312 | 5.82 | 3.08 | 3.85 | 40%
1/2 " BRONZE LOCK WASHER | 283-710-56004 | NEW | ALLIED | 12SLWSB | SW-21/4X11/5/8 | 0.3776 | 0.51 | 0.32 | 0.4 | 18%
1/2 " BRONZE LOCK WASHER | 283-710-56004 | NEW | VICTORY | 12 LW SB | LW-BRONZE-1/2IN | 0.381 | 0.51 | 0.3 | 0.38 | 27%
SQUARE CURVED WASHER, 4" X 4" X 1/4" FOR 3/4" BOLT, | 283-710-20710 |  | HUBBELL | DF4W15 | CW-4X4-3/4 | 4.2185 | 5.69 | 2.95 | 3.69 | 43%
SQUARE CURVED WASHER, 4" X 4" X 1/4" FOR 3/4" BOLT, | 283-710-20710 |  | AWG | WAS S100107 NOW IS CW-4X4-3/4 | CW-4X4-3/4 | 1.75 | 2.36 | 1.25 | 1.56 | 40%
SQUARE CURVED WASHER, 4" X 4" X 1/4" FOR 3/4" BOLT, | 283-710-20710 |  | ALLIED | 221 | CW-4X4-3/4 | 2.124 | 2.87 | 1.8 | 2.25 | 18%
SQUARE CURVED WASHER, 4" X 4" X 1/4" FOR 3/4" BOLT, | 283-710-20710 |  | ALUMAFORM | AF6836 | CW-4X4-3/4 | 3.1725 | 4.28 | 2.35 | 2.94 | 35%
SQUARE CURVED WASHER, 4"x4"x1/4" x 15/16" FOR 7/8" | 283-710-20720 |  | HUBBELL | 680912 | CW-4X4X1/4-15/16 | 4.1184 | 5.56 | 2.88 | 3.6 | 43%
SQUARE CURVED WASHER, 4"x4"x1/4" x 15/16" FOR 7/8" | 283-710-20720 |  | POWERLINE | P6829 | CW-4X4X1/4-15/16 | 2.5781 | 3.48 | 2.03 | 2.54 | 27%
SQUARE CURVED WASHER, 4"x4"x1/4" x 15/16" FOR 7/8" | 283-710-20720 |  | AWG | WAS S100191 NOW IS CW-4X4X1/4-15/16 | CW-4X4X1/4-15/16 | 1.75 | 2.36 | 1.25 | 1.56 | 40%
SQUARE CURVED WASHER, 4"x4"x1/4" x 15/16" FOR 7/8" | 283-710-20720 |  | ALLIED | 228 | CW-4X4X1/4-15/16 | 2.124 | 2.87 | 1.8 | 2.25 | 18%
SQUARE CURVED WASHER, 4"x4"x1/4" x 15/16" FOR 7/8" | 283-710-20720 |  | ALUMAFORM | AF6829 | CW-4X4X1/4-15/16 | 3.6855 | 4.98 | 2.73 | 3.42 | 35%
Washer, Square Curved, 4" x 4" x 1/4" for 5/8" Bolt, Galvanized | 283-710-20601 |  | POWERLINE | P114 | CW-4X4-1/4X13/16-5/8 | 2.5146 | 3.39 | 1.98 | 2.48 | 27%
Washer, Square Curved, 4" x 4" x 1/4" for 5/8" Bolt, Galvanized | 283-710-20601 |  | AWG | WAS SP114 NOW IS CW-4X4-1/4X13/16-5/8 | CW-4X4-1/4X13/16-5/8 | 2.548 | 3.44 | 1.82 | 2.27 | 40%
MACHINE BOLT 5/8" X 12" | 283-063-80512 |  | HUBBELL | 8812 | MB-5/8X12 | 2.8314 | 3.82 | 1.98 | 2.48 | 43%
MACHINE BOLT 5/8" X 12" | 283-063-80512 |  | POWERLINE | P8812 | MB-5/8X12 | 2.2225 | 3 | 1.75 | 2.19 | 27%
MACHINE BOLT 5/8" X 12" | 283-063-80512 |  | AWG | WAS S8812 NOW IS MB5/8X12 | MB-5/8X12 | 1.862 | 2.51 | 1.33 | 1.67 | 40%
MACHINE BOLT 5/8" X 12" | 283-063-80512 |  | ALLIED | WAS 58812 SHOULD BE 8224 | MB-5/8X12 | 1.9234 | 2.6 | 1.63 | 2.04 | 18%
MACHINE BOLT 5/8" X 12" | 283-063-80512 |  | ALUMAFORM | AF8812 | MB-5/8X12 | 2.2005 | 2.97 | 1.63 | 2.04 | 35%
MACHINE BOLT 5/8" X 12" | 283-063-80512 | NEW | VICTORY | 581112 SQMB HDG | MB-5/8X12 | 2.0574 | 2.78 | 1.62 | 2.02 | 27%
MACHINE BOLT 5/8" X 14" | 283-063-80514 |  | HUBBELL | 8814 | MB-5/8X14 | 3.2175 | 4.34 | 2.25 | 2.81 | 43%
MACHINE BOLT 5/8" X 14" | 283-063-80514 |  | POWERLINE | P8814 | MB-5/8X14 | 2.54 | 3.43 | 2 | 2.5 | 27%
MACHINE BOLT 5/8" X 14" | 283-063-80514 |  | AWG | WAS S8814 NOW IS MB5/8X14 | MB-5/8X14 | 2.1 | 2.84 | 1.5 | 1.88 | 40%
MACHINE BOLT 5/8" X 14" | 283-063-80514 |  | ALLIED | WAS 8224 SHOULD BE 8226 | MB-5/8X14 | 1.9824 | 2.68 | 1.68 | 2.1 | 18%
MACHINE BOLT 5/8" X 14" | 283-063-80514 |  | ALUMAFORM | AF8814 | MB-5/8X14 | 2.3625 | 3.19 | 1.75 | 2.19 | 35%
MACHINE BOLT 5/8" X 16" | 283-063-80516 |  | HUBBELL | 8816 | MB-5/8X16 | 3.718 | 5.02 | 2.6 | 3.25 | 43%
MACHINE BOLT 5/8" X 16" | 283-063-80516 |  | POWERLINE | P8816 | MB-5/8X16 | 3.5941 | 4.85 | 2.83 | 3.54 | 27%
MACHINE BOLT 5/8" X 16" | 283-063-80516 |  | AWG | WAS S8816 NOW IS MB5/8X16 | MB-5/8X16 | 2.338 | 3.16 | 1.67 | 2.08 | 40%
MACHINE BOLT 5/8" X 16" | 283-063-80516 |  | ALLIED | WAS 8826 SHOULD BE 8228 | MB-5/8X16 | 2.4544 | 3.31 | 2.08 | 2.6 | 18%
MACHINE BOLT 5/8" X 16" | 283-063-80516 |  | ALUMAFORM | AF8816 | MB-5/8X16 | 2.808 | 3.79 | 2.08 | 2.6 | 35%
Machine Bolt 5/8 x 18" | 283-063-80518 |  | AWG | WAS S8818 NOW IS MB5/8X18 | MB-5/8X18 | 2.688 | 3.63 | 1.92 | 2.4 | 40%
Machine Bolt 5/8 x 18" | 283-063-80518 |  | POWERLINE | P8818 | MB-5/8X18 | 4.5974 | 6.21 | 3.62 | 4.52 | 27%
Machine Bolt 5/8 x 18" | 283-063-80518 |  | HUBBELL | 8818 | MB-5/8X18 | 5.0908 | 6.87 | 3.56 | 4.45 | 43%
Machine Bolt 5/8 x 18" | 283-063-80518 | NEW | ALLIED | 8230 | MB-5/8X18 | 2.655 | 3.58 | 2.25 | 2.81 | 18%
Machine Bolt 5/8 x 18" | 283-063-80518 | NEW | VICTORY | 581118 SQMB HDG | MB-5/8X18 | 2.7559 | 3.72 | 2.17 | 2.71 | 27%
Machine Bolt 5/8 x 20 |  |  | VICTORY | 581120 SQMB HDG | MB-5/8X20 | 7.4041 | 10 | 5.83 | 0 | NEW
Machine Bolt 5/8 x 20 |  |  | HUBBELL | 8820 | MB-5/8X20 | 8.11 | 12.48 |  |  | NEW
Bolt, Square Head, 5/8" x 22", Min Thread 6", Galvanized w/Nut | 283-063-80522 |  | HUBBELL | 8822 | MB-5/8X22 | 6.6924 | 9.03 | 4.68 | 5.85 | 43%
Bolt, Square Head, 5/8" x 22", Min Thread 6", Galvanized w/Nut | 283-063-80522 |  | ALLIED | 8234 | MB-5/8X22 | 3.2096 | 4.33 | 2.72 | 3.4 | 18%
Bolt, Square Head, 5/8" x 22", Min Thread 6", Galvanized w/Nut | 283-063-80522 |  | ALUMAFORM | AF8822 | MB-5/8X22 | 5.0355 | 6.8 | 3.73 | 4.67 | 35%
Bolt, Square Head, 5/8" x 22", Min Thread 6", Galvanized w/Nut | 283-063-80522 | NEW | AWG | MB5/8X22 | MB-5/8X22 | 3.038 | 4.1 | 2.17 | 2.71 | 40%
Bolt, Square Head, 5/8" x 22", Min Thread 6", Galvanized w/Nut | 283-063-80522 | NEW | POWERLINE | P8822 | MB-5/8X22 | 5.969 | 8.06 | 4.7 | 5.88 | 27%
Bolt, Square Head, 5/8" x 24", Min Thread 6", Galvanized w/Nut | 283-063-80524 |  | ALLIED | 8236 | MB-5/8x24 | 3.7524 | 5.07 | 3.18 | 3.98 | 18%
Bolt, Square Head, 5/8" x 24", Min Thread 6", Galvanized w/Nut | 283-063-80524 |  | POWERLINE | P8824 | MB-5/8x24 | 6.5405 | 8.83 | 5.15 | 6.44 | 27%
Bolt, Square Head, 5/8" x 24", Min Thread 6", Galvanized w/Nut | 283-063-80524 | NEW | AWG | MB-5/8x24 | MB-5/8x24 | 3.262 | 4.4 | 2.33 | 2.92 | 40%
MACHINE BOLT 5/8" X 26" | 283-063-80531 |  | HUBBELL | 8826 | MB-5/8X26 | 9.3236 | 12.59 | 6.52 | 8.15 | 43%
MACHINE BOLT 5/8" X 26" | 283-063-80531 |  | POWERLINE | P8826 | MB-5/8X26 | 7.0739 | 9.55 | 5.57 | 6.96 | 27%
MACHINE BOLT 5/8" X 26" | 283-063-80531 |  | AWG | WAS S8826 NOW IS MB5/8X26 | MB-5/8X26 | 3.5 | 4.73 | 2.5 | 3.13 | 40%
MACHINE BOLT 5/8" X 26" | 283-063-80531 | NEW | ALLIED | 10048 | MB-5/8X26 | 3.9294 | 5.3 | 3.33 | 4.17 | 18%
MACHINE BOLT 7/8" x 14 | 283-063-90214 |  | HUBBELL | C2050254 | MB-7/8X14 | 12.6126 | 17.03 | 8.82 | 11.02 | 43%
MACHINE BOLT 7/8" x 14 | 283-063-90214 |  | POWERLINE | P9064 | MB-7/8X14 | 9.7155 | 13.12 | 7.65 | 9.56 | 27%
MACHINE BOLT 7/8" x 14 | 283-063-90214 |  | AWG | WAS S9064 NOW IS MB-7/8X14 | MB-7/8X14 | 4.438 | 5.99 | 3.17 | 3.96 | 40%
MACHINE BOLT 7/8" x 14 | 283-063-90214 |  | ALUMAFORM | AF9064 | MB-7/8X14 | 10.1925 | 13.76 | 7.55 | 9.44 | 35%
MACHINE BOLT 7/8" x 16 | 283-063-20116 |  | POWERLINE | P9066 | MB-7/8X16 | 11.0109 | 14.86 | 8.67 | 10.83 | 27%
MACHINE BOLT 7/8" x 16 | 283-063-20116 |  | AWG | WAS S9066 NOW IS MB-7/8X16 | MB-7/8X16 | 4.9 | 6.62 | 3.5 | 4.38 | 40%
MACHINE BOLT 7/8" x 16 | 283-063-20116 |  | ALLIED | 8971 | MB-7/8X16 | 5.2156 | 7.04 | 4.42 | 5.52 | 18%
MACHINE BOLT 7/8" x 16 | 283-063-20116 |  | HUBBELL | C2050255 | MB-7/8X16 | 13.871 | 18.73 | 9.7 | 12.13 | 43%
MACHINE BOLT 7/8" x 16 | 283-063-20116 |  | ALUMAFORM | AF9066 | MB-7/8X16 | 10.9755 | 14.82 | 8.13 | 10.17 | 35%
MACHINE BOLT 7/8" x 18 | 283-063-90218 |  | HUBBELL | C2050256 | MB-7/8X18 | 14.7004 | 19.85 | 10.28 | 12.85 | 43%
MACHINE BOLT 7/8" x 18 | 283-063-90218 |  | POWERLINE | P9068 | MB-7/8X18 | 12.1539 | 16.41 | 9.57 | 11.96 | 27%
MACHINE BOLT 7/8" x 18 | 283-063-90218 |  | AWG | WAS S9068 NOW IS MB-7/8X18 | MB-7/8X18 | 5.362 | 7.24 | 3.83 | 4.79 | 40%
MACHINE BOLT 7/8" x 18 | 283-063-90218 |  | ALLIED | 8256 | MB-7/8X18 | 8.555 | 11.55 | 7.25 | 9.06 | 18%
MACHINE BOLT 7/8" x 18 | 283-063-90218 |  | ALUMAFORM | AF9068 | MB-7/8X18 | 12.5955 | 17 | 9.33 | 11.67 | 35%
Bolt, Square Head, 7/8" x 20", Min Thread 6", Galvanized w/Nut | 283-063-92020 |  | AWG | MB-7/8X20 | MB-7/8X20 | 5.838 | 7.88 | 4.17 | 5.21 | 40%
Bolt, Square Head, 7/8" x 20", Min Thread 6", Galvanized w/Nut | 283-063-92020 |  | POWERLINE | P9070 | MB-7/8X20 | 10.8839 | 14.69 | 8.57 | 10.71 | 27%
Bolt, Square Head, 7/8" x 20", Min Thread 6", Galvanized w/Nut | 283-063-92020 |  | AWG | WAS S9070 NOW IS MB-7/8X20 | MB-7/8X20 | 11.662 | 15.74 | 8.33 | 10.42 | 40%
Bolt, Square Head, 7/8" x 20", Min Thread 6", Galvanized w/Nut | 283-063-92020 |  | HUBBELL | C2050257 | MB-7/8X20 | 17.2315 | 23.26 | 12.05 | 15.06 | 43%
Bolt, Square Head, 7/8" x 20", Min Thread 6", Galvanized w/Nut | 283-063-92020 |  | ALUMAFORM | AF9072 | MB-7/8X20 | 15.7545 | 21.27 | 11.67 | 14.58 | 35%
Bolt, Square Head, 7/8" x 22", Min Thread 6", Galvanized w/Nut | 283-063-92022 |  | HUBBELL | C2050258 | MB-7/8X22 | 18.6615 | 25.19 | 13.05 | 16.31 | 43%
Bolt, Square Head, 7/8" x 22", Min Thread 6", Galvanized w/Nut | 283-063-92022 |  | POWERLINE | P9072 | MB-7/8X22 | 15.2019 | 20.52 | 11.97 | 14.96 | 27%
Bolt, Square Head, 7/8" x 22", Min Thread 6", Galvanized w/Nut | 283-063-92022 |  | AWG | WAS S9072 NOW IS MB-7/8X22 | MB-7/8X22 | 6.3 | 8.51 | 4.5 | 5.63 | 40%
Bolt, Square Head, 7/8" x 22", Min Thread 6", Galvanized w/Nut | 283-063-92022 |  | ALLIED | 8257 | MB-7/8X22 | 9.0506 | 12.22 | 7.67 | 9.59 | 18%
Bolt, Square Head, 7/8" x 22", Min Thread 6", Galvanized w/Nut | 283-063-92022 |  | ALUMAFORM | AF9072 | MB-7/8X22 | 15.7545 | 21.27 | 11.67 | 14.58 | 35%
7/8 X 24 MACHINE BOLT | 283-063-92024 |  | HUBBELL | DF5B24 | MB-7/8X24 | 22.7656 | 30.73 | 15.92 | 19.9 | 43%
7/8 X 24 MACHINE BOLT | 283-063-92024 |  | AWG | MB-7/8X24 | MB-7/8X24 | 6.538 | 8.83 | 4.67 | 5.83 | 40%
7/8 X 24 MACHINE BOLT | 283-063-92024 |  | POWERLINE | P9074 | MB-7/8X24 | 16.8021 | 22.68 | 13.23 | 16.54 | 27%
7/8 X 24 MACHINE BOLT | 283-063-92024 |  | ALLIED | 8606 | MB-7/8X24 | 10.2306 | 13.81 | 8.67 | 10.83 | 18%
7/8 X 24 MACHINE BOLT | 283-063-92024 |  | ALUMAFORM | AF9074 | MB-7/8X24 | 17.037 | 23 | 12.62 | 15.77 | 35%
MACHINE BOLT 7/8 X 26 | 283-063-92026 |  | HUBBELL | PSSB782600 | MB-7/8X26 | 31.9176 | 43.09 | 22.32 | 27.9 | 43%
MACHINE BOLT 7/8 X 26 | 283-063-92026 |  | AWG | MB-7/8X26 | MB-7/8X26 | 6.762 | 9.13 | 4.83 | 6.04 | 40%
MACHINE BOLT 7/8 X 26 | 283-063-92026 |  | ALLIED | 8607 | MB-7/8X26 | 10.8206 | 14.61 | 9.17 | 11.46 | 18%
MACHINE BOLT 7/8 X 26 | 283-063-92026 |  | POWERLINE | P9074 | MB-7/8X26 | 16.8021 | 22.68 | 13.23 | 16.54 | 27%
MACHINE BOLT 7/8 X 28 |  |  | HUBBELL | PSSB782800 | MB-7/8X28 | 32.4324 | 43.78 | 22.68 | 28.35 | 43%
MACHINE BOLT 7/8 X 28 |  |  | AWG | WAS S9068 NOW IS MB-7/8X28 | MB-7/8X28 | 7 | 9.45 | 5 | 6.25 | 40%
MACHINE BOLT 7/8 X 28 |  |  | ALLIED | 8608 | MB-7/8X28 | 11.8 | 15.93 | 10 | 12.5 | 18%
MACHINE BOLT 7/8 X 28 |  |  | ALUMAFORM | AF9076 | MB-7/8X28 | 18.09 | 24.42 | 13.4 | 16.75 | 35%
3/4 X 14 MACHINE BOLT | 283-063-20218 |  | HUBBELL | 8914 | MB3/4X14 | 6.7496 | 9.11 | 4.72 | 5.9 | 43%
3/4 X 14 MACHINE BOLT | 283-063-20218 |  | AWG | WAS 8914 NOW IS MB3/4X14 | MB3/4X14 | 3.15 | 4.25 | 2.25 | 2.81 | 40%
3/4 X 14 MACHINE BOLT | 283-063-20218 |  | ALUMAFORM | AF8914 | MB3/4X14 | 5.0625 | 6.83 | 3.75 | 4.69 | 35%
3/4 X 14 MACHINE BOLT | 283-063-20218 | NEW | ALLIED | 8244 | MB3/4X14 | 3.245 | 4.38 | 2.75 | 3.44 | 18%
3/4 X 14 MACHINE BOLT | 283-063-20218 | NEW | POWERLINE | P8914 | MB3/4X14 | 4.8006 | 6.48 | 3.78 | 4.73 | 27%
3/4 IN Machine Bolt 16 in |  |  | HUBBELL | 8916 | MB-3/4X16 | 7.2644 | 9.81 | 5.08 | 6.35 | 43%
3/4 IN Machine Bolt 16 in |  |  | POWERLINE | P8916 | MB-3/4X16 | 5.9055 | 7.97 | 4.65 | 5.81 | 27%
3/4 IN Machine Bolt 16 in |  |  | AWG | WAS S8916 NOW IS MB-3/4X16 | MB-3/4X16 | 3.5 | 4.73 | 2.5 | 3.13 | 40%
3/4 IN Machine Bolt 16 in |  |  | ALUMAFORM | AF8916 | MB-3/4X16 | 5.3055 | 7.16 | 3.93 | 4.92 | 35%
3/4 IN Machine Bolt 16 in |  | NEW | ALLIED | 8246 | MB-3/4X16 | 3.6344 | 4.91 | 3.08 | 3.85 | 18%
3/4 X 18 MACHINE BOLT | 283-063-60506 |  | HUBBELL | 8918 | MB-3/4X18 | 8.3226 | 11.24 | 5.82 | 7.27 | 43%
3/4 X 18 MACHINE BOLT | 283-063-60506 |  | POWERLINE | P8918 | MB-3/4X18 | 6.5151 | 8.8 | 5.13 | 6.42 | 27%
3/4 X 18 MACHINE BOLT | 283-063-60506 |  | AWG | WAS S8918 NOW IS MB-3/4X18 | MB-3/4X18 | 3.738 | 5.05 | 2.67 | 3.33 | 40%
3/4 X 18 MACHINE BOLT | 283-063-60506 |  | ALLIED | 8248 | MB-3/4X18 | 4.3306 | 5.85 | 3.67 | 4.59 | 18%
3/4 X 18 MACHINE BOLT | 283-063-60506 |  | ALUMAFORM | AF8918 | MB-3/4X18 | 7.3575 | 9.93 | 5.45 | 6.81 | 35%
3/4 X 20 MACHINE BOLT | 283-063-80529 |  | HUBBELL | 8920 | MB-3/4X20 | 9.009 | 12.16 | 6.3 | 7.88 | 43%
3/4 X 20 MACHINE BOLT | 283-063-80529 |  | AWG | MB-3/4X20 | MB-3/4X20 | 4.2 | 5.67 | 3 | 3.75 | 40%
3/4 X 20 MACHINE BOLT | 283-063-80529 |  | ALUMAFORM | AF8920 | MB-3/4X20 | 7.938 | 10.72 | 5.88 | 7.35 | 35%
3/4 X 20 MACHINE BOLT | 283-063-80529 |  | POWERLINE | P8920 | MB-3/4X20 | 7.5184 | 10.15 | 5.92 | 7.4 | 27%
3/4 X 20 MACHINE BOLT | 283-063-80529 |  | ALLIED | 8250 | MB-3/4X20 | 4.72 | 6.37 | 4 | 5 | 18%
3/4 X 22 MACHINE BOLT | 283-063-80530 |  | AWG | WAS 8922 NOW IS MB-3/4X22 | MB-3/4X22 | 4.438 | 5.99 | 3.17 | 3.96 | 40%
3/4 X 22 MACHINE BOLT | 283-063-80530 |  | POWERLINE | P8922 | MB-3/4X22 | 8.3566 | 11.28 | 6.58 | 8.23 | 27%
3/4 X 22 MACHINE BOLT | 283-063-80530 |  | HUBBELL | 8922 | MB-3/4X22 | 10.725 | 14.48 | 7.5 | 9.38 | 43%
3/4 X 22 MACHINE BOLT | 283-063-80530 |  | ALLIED | 8252 | MB-3/4X22 | 5.1566 | 6.96 | 4.37 | 5.46 | 18%
3/4 X 22 MACHINE BOLT | 283-063-80530 |  | ALUMAFORM | AF8922 | MB-3/4X22 | 8.802 | 11.88 | 6.52 | 8.15 | 35%
Bolt, Square Head, 3/4" x 24", Min Thread 6", Galvanized w/Nut | 283-063-20124 |  | POWERLINE | P8924 | MB-3/4X24 | 9.7536 | 13.17 | 7.68 | 9.6 | 27%
Bolt, Square Head, 3/4" x 24", Min Thread 6", Galvanized w/Nut | 283-063-20124 |  | ALLIED | 8254 | MB-3/4X24 | 6.3484 | 8.57 | 5.38 | 6.73 | 18%
Bolt, Square Head, 3/4" x 24", Min Thread 6", Galvanized w/Nut | 283-063-20124 |  | AWG | was S8924 now is MB-3/4X24 | MB-3/4X24 | 4.662 | 6.29 | 3.33 | 4.17 | 40%
Bolt, Square Head, 3/4" x 24", Min Thread 6", Galvanized w/Nut | 283-063-20124 |  | HUBBELL | 8924 | MB-3/4X24 | 10.4676 | 14.13 | 7.32 | 9.15 | 43%
Machine Bolts Size 3/4in-26in | 283-063-80126 |  | AWG | was S8926 NOW IS MB3/4X26 | MB3/4X26 | 4.9 | 6.62 | 3.5 | 4.38 | 40%
Machine Bolts Size 3/4in-26in | 283-063-80126 |  | HUBBELL | 8926 | MB3/4X26 | 16.0446 | 21.66 | 11.22 | 14.02 | 43%
Machine Bolts Size 3/4in-26in | 283-063-80126 |  | POWERLINE | P8926 | MB3/4X26 | 10.0965 | 13.63 | 7.95 | 9.94 | 27%
Machine Bolts Size 3/4in-26in | 283-063-80126 | NEW | ALLIED | 8255 | MB3/4X26 | 4.8144 | 6.5 | 4.08 | 5.1 | 18%
Machine Bolts Size 3/4in-26in | 283-063-80126 | NEW | ALUMAFORM | AF8926 | MB3/4X26 | 14.1345 | 19.08 | 10.47 | 13.08 | 35%
Bolt, Square Head, 3/4" x 30", Min Thread 6", Galvanized w/Nut | 283-063-20130 |  | HUBBELL | 8930 | MB-3/4X30 | 26.7696 | 36.14 | 18.72 | 23.4 | 43%
Bolt, Square Head, 3/4" x 30", Min Thread 6", Galvanized w/Nut | 283-063-20130 | NEW | AWG | MB-3/4X30 | MB-3/4X30 | 5.852 | 7.9 | 4.18 | 5.23 | 40%
Bolt, Square Head, 3/4" x 30", Min Thread 6", Galvanized w/Nut | 283-063-20130 | NEW | ALLIED | 8930 | MB-3/4X30 | 7.08 | 9.56 | 6 | 7.5 | 18%
MACHINE BOLT 1" X 16" | 283-063-81016 |  | HUBBELL | PSSB101600 | MB-1X16 | 27.9279 | 37.7 | 19.53 | 24.42 | 43%
MACHINE BOLT 1" X 16" | 283-063-81016 |  | AWG | WAS S1X16 NOW IS MB1X16 | MB-1X16 | 7.252 | 9.79 | 5.18 | 6.48 | 40%
MACHINE BOLT 1" X 16" | 283-063-81016 |  | ALLIED | 8294 | MB-1X16 | 9.3456 | 12.62 | 7.92 | 9.9 | 18%
MACHINE BOLT 1" x 18" | 283-063-81018 |  | HUBBELL | PSSB101800 | MB-1X18 | 27.7134 | 37.41 | 19.38 | 24.23 | 43%
MACHINE BOLT 1" x 18" | 283-063-81018 |  | AWG | WAS S1X18 NOW IS MB-1X18 | MB-1X18 | 7.98 | 10.77 | 5.7 | 7.13 | 40%
MACHINE BOLT 1" x 18" | 283-063-81018 |  | ALLIED | 8297 | MB-1X18 | 10.03 | 13.54 | 8.5 | 10.63 | 18%
MACHINE BOLT 1" x 20" | 283-063-81020 |  | HUBBELL | PSSB102000 | MB-1X20 | 31.4171 | 42.41 | 21.97 | 27.46 | 43%
MACHINE BOLT 1" x 20" | 283-063-81020 |  | AWG | WAS S1X20 NOW IS MB-1X20 | MB-1X20 | 8.61 | 11.62 | 6.15 | 7.69 | 40%
MACHINE BOLT 1" x 20" | 283-063-81020 |  | ALLIED | 8295 | MB-1X20 | 10.7144 | 14.46 | 9.08 | 11.35 | 18%
MACHINE BOLT 1" x 22" | 283-063-81022 |  | HUBBELL | PSSB102200 | MB-1X22 | 33.6765 | 45.46 | 23.55 | 29.44 | 43%
MACHINE BOLT 1" x 22" | 283-063-81022 |  | AWG | WAS S1X22 NOW IS MB-1X22MB-1X22 | MB-1X22 | 9.338 | 12.61 | 6.67 | 8.33 | 40%
MACHINE BOLT 1" x 22" | 283-063-81022 |  | ALLIED | 8298 | MB-1X22 | 11.4106 | 15.4 | 9.67 | 12.08 | 18%
Machine Bolts Size 1"-24" | 283-063-81024 |  | AWG | MB1X24 | MB1X24 | 10.318 | 13.93 | 7.37 | 9.21 | 40%
Machine Bolts Size 1"-24" | 283-063-81024 |  | ALLIED | 8299 | MB1X24 | 14.75 | 19.91 | 12.5 | 15.63 | 18%
Machine Bolts Size 1"-24" | 283-063-81024 | NEW | HUBBELL | PSSB102400 | MB-1X22 | 33.1331 | 44.73 | 23.17 | 28.96 | 43%
Machine Bolts Size 1"-26" | 283-063-81026 |  | AWG | MB1X26 | MB1X26 | 11.032 | 14.89 | 7.88 | 9.85 | 40%
Machine Bolts Size 1"-26" | 283-063-81026 | NEW | ALLIED | 82995 | MB1X26 | 17.7 | 23.9 | 15 | 18.75 | 18%
Machine Bolts Size 1"-26" | 283-063-81026 |  | HUBBELL | PSSB102600 | MB1X26 | 34.5631 | 46.66 | 24.17 | 30.21 | 43%
Bolt square head- 9 X 16 GALVA | 283-063-20116 |  | HUBBELL | C2050255 | MB-9X16 | 13.871 | 18.73 | 9.7 | 12.13 | 43%
Bolt square head- 9 X 16 GALVA | 283-063-20116 | NEW | ALLIED | 8972 | MB-9X16 | 6.1006 | 8.24 | 5.17 | 6.46 | 18%
Bolt square head- 9 X 16 GALVA | 283-063-20116 | NEW | ALUMAFORM | AF9066 | MB-9X16 | 13.3245 | 17.99 | 9.87 | 12.33 | 35%
BOLT SQUARE 3/4X10X18 | 283-063-20118 |  | HUBBELL | 8918 | MB-3/4X10X18 | 8.3226 | 11.24 | 5.82 | 7.27 | 43%
BOLT SQUARE 3/4X10X18 | 283-063-20118 | NEW | ALLIED | 8248 | MB-3/4X10X18 | 4.13 | 5.58 | 3.5 | 4.38 | 18%
BOLT SQUARE 3/4X10X18 | 283-063-20118 | NEW | ALUMAFORM | AF8918 | MB-3/4X10X18 | 8.532 | 11.52 | 6.32 | 7.9 | 35%
OVAL EYE BOLT 5/8" X 12" | 283-063-60512 |  | AWG | WAS XUP29962 NOW IS EB5/8X12 | EB5/8X12 | 3.458 | 4.67 | 2.47 | 3.08 | 40%
OVAL EYE BOLT 5/8" X 12" | 283-063-60512 |  | POWERLINE | P9412 | EB5/8X12 | 4.318 | 5.83 | 3.4 | 4.25 | 27%
OVAL EYE BOLT 5/8" X 12" | 283-063-60512 |  | HUBBELL | 29962 | EB5/8X12 | 8.3226 | 11.24 | 5.82 | 7.27 | 43%
OVAL EYE BOLT 5/8" X 12" | 283-063-60512 |  | ALUMAFORM | AF9412 | EB5/8X12 | 6.4395 | 8.69 | 4.77 | 5.96 | 35%
OVAL EYE BOLT 5/8" X 12" | 283-063-60512 | NEW | VICTORY | 581112 EYE HDG | EB5/8X12 | 5.08 | 6.86 | 4 | 5 | 27%
OVAL EYE BOLT 5/8" X 12" | 283-063-60512 | NEW | GRID POWER | U9412 | EB5/8X12 | 4.6604 | 6.29 | 3.82 | 4.77 | 22%
OVAL EYE BOLT 5/8" X 12" | 283-063-60512 | NEW | ALLIED | 4104 | EB5/8X12 | 4.0356 | 5.45 | 3.42 | 4.27 | 18%
OVAL EYE BOLT 5/8" X 14" | 283-063-60514 |  | HUBBELL | 29964 | EB5/8X14 | 8.1224 | 10.97 | 5.68 | 7.1 | 43%
OVAL EYE BOLT 5/8" X 14" | 283-063-60514 |  | POWERLINE | P9414 | EB5/8X14 | 4.9911 | 6.74 | 3.93 | 4.92 | 27%
OVAL EYE BOLT 5/8" X 14" | 283-063-60514 |  | AWG | WAS XUP29964 NOW IS EB5/8X14 | EB5/8X14 | 3.668 | 4.95 | 2.62 | 3.27 | 40%
OVAL EYE BOLT 5/8" X 14" | 283-063-60514 |  | ALUMAFORM | AF9414 | EB5/8X14 | 5.8455 | 7.89 | 4.33 | 5.42 | 35%
OVAL EYE BOLT 5/8" X 14" | 283-063-60514 | NEW | VICTORY | 581114 OVAL EYE | EB5/8X14 | 6.0325 | 8.14 | 4.75 | 5.94 | 27%
OVAL EYE BOLT 5/8" X 14" | 283-063-60514 | NEW | GRID POWER | U9414 | EB5/8X14 | 4.7214 | 6.37 | 3.87 | 4.83 | 22%
OVAL EYE BOLT 5/8" X 14" | 283-063-60514 | NEW | ALLIED | 4105 | EB5/8X14 | 4.425 | 5.97 | 3.75 | 4.69 | 18%
OVAL EYE BOLT 5/8" X 16" | 283-063-60516 |  | HUBBELL | 29966 | EB5/8X16 | 9.009 | 12.16 | 6.3 | 7.88 | 43%
OVAL EYE BOLT 5/8" X 16" | 283-063-60516 |  | POWERLINE | P9416 | EB5/8X16 | 6.4135 | 8.66 | 5.05 | 6.31 | 27%
OVAL EYE BOLT 5/8" X 16" | 283-063-60516 |  | AWG | WAS S9416 NOW IS EB5/8X16 | EB5/8X16 | 3.99 | 5.39 | 2.85 | 3.56 | 40%
OVAL EYE BOLT 5/8" X 16" | 283-063-60516 |  | RICHARDS | RENUT-1 | EB5/8X16 | 4.186 | 5.65 | 2.6 | 3.25 | 61%
OVAL EYE BOLT 5/8" X 16" | 283-063-60516 |  | ALUMAFORM | AF9416 | EB5/8X16 | 7.6005 | 10.26 | 5.63 | 7.04 | 35%
OVAL EYE BOLT 5/8" X 16" | 283-063-60516 | NEW | GRID POWER | U9416 |  | 4.941 | 6.67 | 4.05 | 5.06 | 22%
Eye Bolts 5/8 X 18 |  |  | HUBBELL | 29968 | EB5/8X18 | 11.5401 | 15.58 | 8.07 | 10.08 | 43%
Eye Bolts 5/8 X 18 |  |  | POWERLINE | P9418 | EB5/8X18 | 6.9469 | 9.38 | 5.47 | 6.83 | 27%
Eye Bolts 5/8 X 18 |  |  | AWG | WAS S9418 NOW IS EB5/8X18 | EB5/8X18 | 4.298 | 5.8 | 3.07 | 3.83 | 40%
Eye Bolts 5/8 X 18 |  | NEW | ALUMAFORM | AF9418 | EB5/8X18 | 8.7075 | 11.76 | 6.45 | 8.06 | 35%
Eye Bolts 5/8 X 18 |  | NEW | ALLIED | 4107 | EB5/8X18 | 5.2156 | 7.04 | 4.42 | 5.52 | 18%
OVAL EYE BOLT 5/8" X 26" | 283-063-60531 |  | HUBBELL | 2997026 | EB5/8X26 | 26.7124 | 36.06 | 18.68 | 23.35 | 43%
OVAL EYE BOLT 5/8" X 26" | 283-063-60531 |  | AWG | WAS S2997026 NOW IS EB5/8X26 | EB5/8X26 | 6.482 | 8.75 | 4.63 | 5.79 | 40%
3/4 x 16" EYE BOLT |  |  | AWG | EB3/4X16 | EB3/4X16 | 6.062 | 8.18 | 4.33 | 5.42 | 40%
3/4 x 16" EYE BOLT |  |  | POWERLINE | P9516 | EB3/4X16 | 6.9469 | 9.38 | 5.47 | 6.83 | 27%
3/4 x 16" EYE BOLT |  | NEW | ALLIED | 4116 | EB3/4X16 | 7.139 | 9.64 | 6.05 | 7.56 | 18%
3/4 x 16" EYE BOLT |  | NEW | HUBBELL | 29986 | EB3/4X16 | 15.8444 | 21.39 | 11.08 | 13.85 | 43%
3/4 all thread 14 ROD (DA BOLT WITH 4 NUTS | 283-063-42014 |  | HUBBELL | 8884 | RT-3/4X14 | 10.153 | 13.71 | 7.1 | 8.88 | 43%
3/4 all thread 14 ROD (DA BOLT WITH 4 NUTS | 283-063-42014 | NEW | AWG | RT-3/4X14 | RT-3/4X14 | 3.668 | 4.95 | 2.62 | 3.27 | 40%
3/4 all thread 14 ROD (DA BOLT WITH 4 NUTS | 283-063-42014 | NEW | ALLIED | 5980 | RT-3/4X14 | 4.0356 | 5.45 | 3.42 | 4.27 | 18%
3/4 all thread 14 ROD (DA BOLT WITH 4 NUTS | 283-063-42014 | NEW | ALUMAFORM | AF8884 | RT-3/4X14 | 10.908 | 14.73 | 8.08 | 10.1 | 35%
3/4 all thread 14 ROD (DA BOLT WITH 4 NUTS | 283-063-42014 | NEW | VICTORY | 341014 DA HDG |  | 6.2611 | 8.45 | 4.93 | 6.17 | 27%
3/4 all thread 16 ROD | 283-063-42016 |  | HUBBELL | 8886 | RT-3/4X16 | 11.6116 | 15.68 | 8.12 | 10.15 | 43%
3/4 all thread 16 ROD | 283-063-42016 | NEW | AWG | RT-3/4X16 | RT-3/4X16 | 3.962 | 5.35 | 2.83 | 3.54 | 40%
3/4 all thread 16 ROD | 283-063-42016 | NEW | ALLIED | 5982 | RT-3/4X16 | 4.425 | 5.97 | 3.75 | 4.69 | 18%
3/4 all thread 16 ROD | 283-063-42016 | NEW | ALUMAFORM | AF8886 | RT-3/4X16 | 9.558 | 12.9 | 7.08 | 8.85 | 35%
3/4 all thread 16 ROD | 283-063-42016 | NEW | VICTORY | 341016 DA HDG | RT-3/4X16 | 5.8166 | 7.85 | 4.58 | 5.73 | 27%
3/4 all thread 18 ROD |  |  | HUBBELL | 8888 | RT-3/4X18 | 12.012 | 16.22 | 8.4 | 10.5 | 43%
3/4 all thread 18 ROD |  | NEW | AWG | RT-3/4X18 | RT-3/4X18 | 4.34 | 5.86 | 3.1 | 3.88 | 40%
3/4 all thread 18 ROD |  | NEW | ALLIED | 5984 | RT-3/4X18 | 4.8144 | 6.5 | 4.08 | 5.1 | 18%
3/4 all thread 18 ROD |  | NEW | ALUMAFORM | AF8888 | RT-3/4X18 | 9.045 | 12.21 | 6.7 | 8.38 | 35%
3/4 all thread 18 ROD |  | NEW | VICTORY | 341018 DA HDG | RT-3/4X18 | 7.9375 | 10.72 | 6.25 | 7.81 | 27%
3/4 all thread 22 ROD |  |  | HUBBELL | PS8892CW | RT-3/4X22 | 17.9465 | 24.23 | 12.55 | 15.69 | 43%
3/4 all thread 22 ROD |  | NEW | AWG | RT-3/4X22 | RT-3/4X22 | 5.012 | 6.77 | 3.58 | 4.48 | 40%
3/4 all thread 22 ROD |  | NEW | ALLIED | 5988 | RT-3/4X22 | 5.2156 | 7.04 | 4.42 | 5.52 | 18%
3/4 all thread 22 ROD |  | NEW | VICTORY | 341022 DA HDG |  | 7.9375 | 10.72 | 6.25 | 7.81 | 27%
3/4 all thread 24 ROD |  |  | HUBBELL | 8894 | RT-3/4X24 | 14.443 | 19.5 | 10.1 | 12.63 | 43%
3/4 all thread 24 ROD |  | NEW | AWG | RT-3/4X24 | RT-3/4X24 | 5.362 | 7.24 | 3.83 | 4.79 | 40%
3/4 all thread 24 ROD |  | NEW | ALLIED | 5990 | RT-3/4X24 | 5.605 | 7.57 | 4.75 | 5.94 | 18%
3/4 all thread 24 ROD |  | NEW | VICTORY | 341024 DA HDG | RT-3/4X24 | 10.5791 | 14.28 | 8.33 | 10.42 | 27%
3/4 all thread 26 |  |  | AWG | RT-3/4X26 | RT-3/4X26 | 5.6 | 7.56 | 4 | 5 | 40%
3/4 all thread 26 |  | NEW | ALLIED | 5992 | RT-3/4X26 | 6.1006 | 8.24 | 5.17 | 6.46 | 18%
3/4 all thread 26 |  | NEW | VICTORY | 341026 DA HDG | RT-3/4X26 | 10.6934 | 14.44 | 8.42 | 10.52 | 27%
3/4 all thread 26 |  | NEW | HUBBELL | 8896 | RT-3/4X26 | 14.014 | 18.92 | 9.8 | 12.25 | 43%
3/4 all thread 28 |  |  | AWG | RT-3/4X28 | RT-3/4X28 | 5.838 | 7.88 | 4.17 | 5.21 | 40%
3/4 all thread 28 |  | NEW | ALLIED | 5994 | RT-3/4X28 | 6.49 | 8.76 | 5.5 | 6.88 | 18%
3/4 all thread 28 |  | NEW | ALUMAFORM | AF8897 | RT-3/4X28 | 10.3005 | 13.91 | 7.63 | 9.54 | 35%
3/4 all thread 28 |  | NEW | VICTORY | 341028 DA HDG 4SQ | RT-3/4X28 | 10.795 | 14.57 | 8.5 | 10.63 | 27%
3/4 all thread 28 |  | NEW | HUBBELL | 8897 | RT-3/4X28 | 15.2724 | 20.62 | 10.68 | 13.35 | 43%
DOUBLE ARMING BOLT 5/8 X 18 | 283-063-40518 |  | HUBBELL | 8868 | DA-5/8X18 | 7.1071 | 9.59 | 4.97 | 6.21 | 43%
DOUBLE ARMING BOLT 5/8 X 18 | 283-063-40518 |  | POWERLINE | P8868 | DA-5/8X18 | 4.4069 | 5.95 | 3.47 | 4.33 | 27%
DOUBLE ARMING BOLT 5/8 X 18 | 283-063-40518 |  | AWG | WAS S8868 NOW IS DA-5/8X18 | DA-5/8X18 | 3.262 | 4.4 | 2.33 | 2.92 | 40%
DOUBLE ARMING BOLT 5/8 X 18 | 283-063-40518 |  | ALUMAFORM | AF8868 | DA-5/8X18 | 5.1705 | 6.98 | 3.83 | 4.79 | 35%
DOUBLE ARMING BOLT 5/8 X 18 | 283-063-40518 | NEW | VICTORY | 581118 DA HDG | DA-5/8X18 | 4.191 | 5.66 | 3.3 | 4.13 | 27%
DOUBLE ARMING BOLT 5/8 X 18 | 283-063-40518 | NEW | ALLIED | 5958 | DA-5/8X18 | 3.4456 | 4.65 | 2.92 | 3.65 | 18%
DOUBLE ARMING BOLT 5/8" X 22" | 283-063-40522 |  | HUBBELL | WAS 19792 NOW IS 8872 | DA-5/8X22 | 7.436 | 10.04 | 5.2 | 6.5 | 43%
DOUBLE ARMING BOLT 5/8" X 22" | 283-063-40522 |  | POWERLINE | P8872 | DA-5/8X22 | 4.9784 | 6.72 | 3.92 | 4.9 | 27%
DOUBLE ARMING BOLT 5/8" X 22" | 283-063-40522 |  | ALLIED | 8234 | DA-5/8X22 | 3.2096 | 4.33 | 2.72 | 3.4 | 18%
DOUBLE ARMING BOLT 5/8" X 22" | 283-063-40522 |  | AWG | WAS S8872 NOW IS DA-5/8X22 | DA-5/8X22 | 3.612 | 4.88 | 2.58 | 3.23 | 40%
DOUBLE ARMING BOLT 5/8" X 22" | 283-063-40522 |  | MACLEAN | J8872 | DA-5/8X22 | 8.1224 | 10.97 | 5.68 | 7.1 | 43%
DOUBLE ARMING BOLT 5/8" X 22" | 283-063-40522 | NEW | VICTORY | 581122 DA HDG | DA-5/8X22 | 6.35 | 8.57 | 5 | 6.25 | 27%
DOUBLE ARMING BOLT 5/8" X 24" | 283-063-40524 |  | HUBBELL | 8874 | DA-5/8X24 | 8.8946 | 12.01 | 6.22 | 7.77 | 43%
DOUBLE ARMING BOLT 5/8" X 24" | 283-063-40524 |  | ALUMAFORM | AF8872 | DA-5/8X24 | 5.6025 | 7.56 | 4.15 | 5.19 | 35%
DOUBLE ARMING BOLT 5/8" X 24" | 283-063-40524 |  | POWERLINE | P8874 | DA-5/8X24 | 5.4864 | 7.41 | 4.32 | 5.4 | 27%
DOUBLE ARMING BOLT 5/8" X 24" | 283-063-40524 |  | AWG | WAS S8874 NOW IS DA-5/8X24 | DA-5/8X24 | 3.85 | 5.2 | 2.75 | 3.44 | 40%
DOUBLE ARMING BOLT 5/8" X 24" | 283-063-40524 |  | ALUMAFORM | AF8874 | DA-5/8X24 | 6.075 | 8.2 | 4.5 | 5.63 | 35%
DOUBLE ARMING BOLT 5/8" X 24" | 283-063-40524 | NEW | ALLIED | 5964 | DA-5/8X24 | 4.3306 | 5.85 | 3.67 | 4.58 | 18%
DOUBLE ARMING BOLT 5/8" X 24" | 283-063-40524 | NEW | VICTORY | 581124 DA HDG | DA-5/8X24 | 5.8166 | 7.85 | 4.58 | 5.73 | 27%
DOUBLE ARMING BOLT 5/8" X 24" | 283-063-40524 | NEW | GRID POWER | U8874 | DA-5/8X24 | 4.4286 | 5.98 | 3.63 | 4.54 | 22%
Bolt, Double Arming, 3/4"x 28", Galvanized | 283-063-40528 |  | HUBBELL | 8897 | DA-3/4X28 | 15.2724 | 20.62 | 10.68 | 13.35 | 43%
Bolt, Double Arming, 3/4"x 28", Galvanized | 283-063-40528 | NEW | AWG | RT-3/4X28 | RT-3/4X28 | 5.838 | 7.88 | 4.17 | 5.21 | 40%
Bolt, Double Arming, 3/4"x 28", Galvanized | 283-063-40528 | NEW | ALLIED | 5968 | DA-3/4X28 | 4.72 | 6.37 | 4 | 5 | 18%
Bolt, Double Arming, 3/4"x 28", Galvanized | 283-063-40528 | NEW | ALUMAFORM | AF8897 | RT-3/4X28 | 10.3005 | 13.91 | 7.63 | 9.54 | 35%
Bolt, Double Arming, 3/4"x 28", Galvanized | 283-063-40528 | NEW | VICTORY | 341028 DA HDG 4SQ | RT-3/4X28 | 10.795 | 14.57 | 8.5 | 10.63 | 27%
Bolt, Double Arming, 3/4"x 28", Galvanized | 283-063-40528 | NEW | POWERLINE | P8897 | DA-3/4X28 | 10.5664 | 14.26 | 8.32 | 10.4 | 27%
Bolt, Double Arming, 3/4" x 32", Galvanized WITH 4 NUTS | 283-063-40532 | NEW | ALLIED | 5997 | DA-3/4x32 | 14.337 | 19.35 | 12.15 | 15.19 | 18%
Bolt, Double Arming, 3/4" x 32", Galvanized WITH 4 NUTS | 283-063-40532 | NEW | HUBBELL | 889832 | DA-3/4x32 | 23.0945 | 31.18 | 16.15 | 20.19 | 43%
Bolt, Double Arming, 3/4" x 32", Galvanized WITH 4 NUTS | 283-063-40532 | NEW | AWG | DA-3/4x32 | DA-3/4x32 | 7.238 | 9.77 | 5.17 | 6.46 | 40%
Bolt, Double Arming, 3/4" x 32", Galvanized WITH 4 NUTS | 283-063-40532 | NEW | POWERLINE | P8899 | DA-3/4x32 | 12.5984 | 17.01 | 9.92 | 12.4 | 27%
Bolt, Double Arming, 3/4" x 32", Galvanized WITH 4 NUTS | 283-063-40532 | NEW | VICTORY | 341032 DA HDG | DA-3/4x32 | 11.1125 | 15 | 8.75 | 10.94 | 27%
Pole Brace Connector Bracket Pole Range: 6 in -11 in 4 x 4 Adjustment Range: 0-90 Hinge Bold Dia:3/4 Mounting Bolt Dia: 3/4 Weight:1300 lbs |  |  | MACLEAN | PAX138 | PLCB-4X8 | 120.0771 | 162.1 | 83.97 | 104.96 | 43%
Pole Brace Connector Bracket Pole Range: 6 in -11 in 4 x 4 Adjustment Range: 0-90 Hinge Bold Dia:3/4 Mounting Bolt Dia: 3/4 Weight:1300 lbs |  | NEW | HUBBELL | SG611 | PLCB-4X8 | 185.1421 | 249.94 | 129.47 | 161.83 | 43%
Pole Brace Connector Bracket Pole Range: 6 in -11 in 4 x 4 Adjustment Range: 0-90 Hinge Bold Dia:3/4 Mounting Bolt Dia: 3/4 Weight:1300 lbs |  | NEW | ALLIED | 2090 | PLCB-4X8 | 59 | 79.65 | 50 | 62.5 | 18%
LAG SCREW 1/2 x 5 |  |  | HUBBELL | 508755 | LAG-SCREW-1/2X5 | 2.431 | 3.28 | 1.7 | 2.13 | 43%
LAG SCREW 1/2 x 5 |  | NEW | AWG | LAG-SCREW-1/2X5 | LAG-SCREW-1/2X5 | 0.7 | 0.95 | 0.5 | 0.63 | 40%
LAG SCREW 1/2 x 5 |  | NEW | ALLIED | 379 | LAG-SCREW-1/2X5 | 0.7434 | 1 | 0.63 | 0.79 | 18%
LAG SCREW 3/8 x 2 1/2 |  |  | HUBBELL | DF6L250 | LAG-SCREW-3/8X21/2IN | 1.1869 | 1.6 | 0.83 | 1.04 | 43%
LAG SCREW 3/8 x 2 1/2 |  | NEW | AWG | LAG-SCREW-3/8X21/2IN | LAG-SCREW-3/8X21/2IN | 0.77 | 1.04 | 0.55 | 0.69 | 40%
LAG SCREW 3/8 x 2 1/2 |  | NEW | ALLIED | 530 | LAG-SCREW-3/8X21/2IN | 0.3776 | 0.51 | 0.32 | 0.4 | 18%
1" x 14 all thread | 283-063-41514 |  | HUBBELL | PSDA101400 | RT-1X14 | #VALUE! | obsolete | obsolete | 0 | 43%
1" x 14 all thread | 283-063-41514 |  | AWG | WAS SPSDA101400 NOW IS RT-1X14 | RT-1X14 | 8.512 | 11.49 | 6.08 | 7.6 | 40%
1" x 14 all thread | 283-063-41514 | NEW | VICTORY | 1814 DA HDG |  | 16.4084 | 22.15 | 12.92 | 16.15 | 27%
1" x 14 all thread | 283-063-41514 |  | ALLIED | 6751 | RT-1X14 | 11.8 | 15.93 | 10 | 12.5 | 18%
1" x 16 all thread | 283-063-41516 |  | HUBBELL | PSDA101600 | RT-1X16 | 36.4221 | 49.17 | 25.47 | 31.83 | 43%
1" x 16 all thread | 283-063-41516 |  | AWG | WAS SPSDA101600 NOW IS RT-1X16 | RT-1X16 | 9.212 | 12.44 | 6.58 | 8.23 | 40%
1" x 16 all thread | 283-063-41516 | NEW | ALLIED | 6752 | RT-1X16 | 12.7794 | 17.25 | 10.83 | 13.54 | 18%
1" x 16 all thread | 283-063-41516 | NEW | VICTORY | 1816 DA HDG |  | 18.5166 | 25 | 14.58 | 18.23 | 27%
1" x 18 all thread | 283-063-41518 |  | HUBBELL | PSDA101800 | RT-1X18 | 35.893 | 48.46 | 25.1 | 31.38 | 43%
1" x 18 all thread | 283-063-41518 |  | AWG | WAS SPSDA101800 NOW IS RT-1X18 | RT-1X18 | 9.912 | 13.38 | 7.08 | 8.85 | 40%
1" x 18 all thread | 283-063-41518 | NEW | ALLIED | 6753 | RT-1X18 | 13.7706 | 18.59 | 11.67 | 14.58 | 18%
1" x 18 all thread | 283-063-41518 | NEW | VICTORY | 1818 DA HDG |  | 20.0914 | 27.12 | 15.82 | 19.77 | 27%
1" x 20 all thread | 283-063-41520 |  | HUBBELL | PSDA102000 | RT-1X20" | 44.616 | 60.23 | 31.2 | 39 | 43%
1" x 20 all thread | 283-063-41520 |  | AWG | RT-1X20 | RT-1X20" | 10.738 | 14.5 | 7.67 | 9.58 | 40%
1" x 20 all thread | 283-063-41520 | NEW | ALLIED | 6754 | RT-1X20" | 15.7294 | 21.23 | 13.33 | 16.67 | 18%
1" x 20 all thread | 283-063-41520 | NEW | VICTORY | 1820 DA HDG | RT-1X20" | 22.225 | 30 | 17.5 | 21.88 | 27%
1" x 22 all thread | 283-063-41522 |  | HUBBELL | WAS SPSDA102000 NOW IS PSDA102200 | RT-1X22 | 27.4131 | 37.01 | 19.17 | 23.96 | 43%
1" x 22 all thread | 283-063-41522 |  | AWG | RT-1X22 | RT-1X22 | 11.438 | 15.44 | 8.17 | 10.21 | 40%
1" x 22 all thread | 283-063-41522 | NEW | ALLIED | 6755 | RT-1X22 | 16.7206 | 22.57 | 14.17 | 17.71 | 18%
1" x 22 all thread | 283-063-41522 | NEW | VICTORY | 1822 DA HDG |  | 22.0599 | 29.78 | 17.37 | 21.71 | 27%
Eye, Bolt Eyelet 3/4" | 283-429-04002 |  | HUBBELL | B14B | ELB-3/4 | 7.4646 | 10.08 | 5.22 | 6.52 | 43%
Eye, Bolt Eyelet 3/4" | 283-429-04002 | NEW | AWG | ELB-3/4 | ELB-3/4 | 5.012 | 6.77 | 3.58 | 4.48 | 40%
Eye, Bolt Eyelet 3/4" | 283-429-04002 | NEW | ALLIED | 2055 | ELB-3/4 | 4.8144 | 6.5 | 4.08 | 5.1 | 18%
Eye, Bolt Eyelet 5/8" | 283-429-04058 |  | HUBBELL | B14A | ELB-5/8 | 6.2634 | 8.46 | 4.38 | 5.48 | 43%
Eye, Bolt Eyelet 5/8" | 283-429-04058 |  | ALLIED | 2054 | ELB-5/8 | 5.9 | 7.97 | 5 | 6.25 | 18%
Eye, Bolt Eyelet 5/8" | 283-429-04058 | NEW | AWG | ELB-5/8 | ELB-5/8 | 3.5 | 4.73 | 2.5 | 3.13 | 40%
CONNECTOR BOLTED ALUM 6-2 | 283-173-59002 |  | HUBBELL | GA-9002L | CON-VICE-6-2 | 9.0805 | 12.26 | 6.35 | 7.94 | 43%
CONNECTOR BOLTED ALUM 6-2 | 283-173-59002 |  | RICHARDS | APC-7 | CON-VICE-6-2 | 6.5 | 8.78 | 5.2 | 6.5 | 25%
CONNECTOR BOLTED ALUM 6-2 | 283-173-59002 | NEW | GRID POWER | AVC-9002L | CON-VICE-6-2 | 4.9288 | 6.65 | 4.04 | 5.05 | 22%
CONNECTOR BOLTED ALUM 6-1/0 | 283-173-59020 |  | HUBBELL | GA9020LSS | C-PG-6-1/0 | 8.0366 | 10.85 | 5.62 | 7.02 | 43%
CONNECTOR BOLTED ALUM 6-1/0 | 283-173-59020 |  | MACLEAN | AVC-20 | C-PG-6-1/0 | 12.298 | 16.6 | 8.6 | 10.75 | 43%
CONNECTOR BOLTED ALUM 6-1/0 | 283-173-59020 | NEW | GRID POWER | AVC-9020LSS | C-PG-6-1/0 | 7.3444 | 9.91 | 6.02 | 7.52 | 22%
CONNECTOR BOLTED ALUM 4/0 ACSR | 283-173-59040 |  | HUBBELL | GA9040L | C-PG-1/0-400 | 18.9475 | 25.58 | 13.25 | 16.56 | 43%
CONNECTOR BOLTED ALUM 4/0 ACSR | 283-173-59040 |  | MACLEAN | AVC-40 | C-PG-1/0-400 | 20.0486 | 27.07 | 14.02 | 17.52 | 43%
CONNECTOR BOLTED ALUM 4/0 ACSR | 283-173-59040 |  | RICHARDS | APC11 | C-PG-1/0-400 | 10.731 | 14.49 | 7.3 | 9.13 | 47%
CONNECTOR BOLTED ALUM 4/0 ACSR | 283-173-59040 | NEW | GRID POWER | PC-66AXB | C-PG-1/0-400 | 14.823 | 20.01 | 12.15 | 15.19 | 22%
CONNECTOR BOLTED ALUM. 397.5-4/0 | 283-173-59401 |  | HUBBELL | GA9401L | C-PG-397-4/0 | 22.2079 | 29.98 | 15.53 | 19.42 | 43%
CONNECTOR BOLTED ALUM. 397.5-4/0 | 283-173-59401 |  | RICHARDS | APC14 | C-PG-397-4/0 | 15.8182 | 21.35 | 11.38 | 14.23 | 39%
CONNECTOR GROUNDING 6 SOL - 1/0 STR | 283-173-50210 |  | HUBBELL | GC-207 | CON-GRD-6SOL-1/0STR | 7.8221 | 10.56 | 5.47 | 6.83 | 43%
sleeve compression spl 1/0 | 283-606-30310 |  | BURNDY | YDS25AT (ALTERNATIVE TO BURNDY FTR10) | CON-COMP-FT-1/0 | 8.1241 | 10.97 | 5.93 | 7.42 | 37%
sleeve compression spl 1/0 | 283-606-30310 |  | HUBBELL | FTR10 | CON-COMP-FT-1/0 | 39.897 | 53.86 | 27.9 | 34.88 | 43%
sleeve compression spl 1/0 | 283-606-30310 |  | BLACKBURN | AC10-TB (alternative to FTR10) | CON-COMP-FT-1/0 | 26.348 | 35.57 | 18.82 | 23.52 | 40%
sleeve compression spl 1/0 | 283-606-30310 |  | BLACKBURN | RC10 (alternative to FTR10) | CON-COMP-FT-1/0 | 32.5267 | 43.91 | 21.83 | 27.29 | 49%
sleeve compression spl 1/0 | 283-606-30310 |  | BURNDY | YDS25RL (ALTERNATIVE TO FTR10) | CON-COMP-FT-1/0 | 15.8235 | 21.36 | 11.55 | 14.44 | 37%
sleeve comp hysplice 397.5 | 283-606-30397 |  | BURNDY | YDS311AT | CON-CMP-FT-397.5-394 | 40.7849 | 55.06 | 29.77 | 37.21 | 37%
FULL TENSION SPLICING SLEEVE 397.5 | 283-606-30397 |  | BURNDY | YDS341RL | CON-CMP-FT-397.5-394 | 46.5389 | 62.83 | 33.97 | 42.46 | 37%
FULL TENSION SPLICING SLEEVE 397.5 | 283-606-30397 |  | HUBBELL | C150808 ( ALTERNATE TO YDS341RL) | CON-CMP-FT-397.5-394 | 104.7761 | 141.45 | 73.27 | 91.58 | 43%
FULL TENSION SPLICING SLEEVE 397.5 | 283-606-30397 |  | HUBBELL | FTR397 ( ALTERNATE TO YDS341RL) | CON-CMP-FT-397.5-394 | 204.6759 | 276.31 | 143.13 | 178.92 | 43%
Splice, Compression Full Tension 4/0 AAAC Alliance | 283-606-34040 |  | HUBBELL | FTR40 | CON-COMP-FT-4/0 | 68.4255 | 92.37 | 47.85 | 59.81 | 43%
Splice, Compression Full Tension 4/0 AAAC Alliance | 283-606-34040 |  | BURNDY | YDS28RL (ALTERNATIVE TO FTR40) | CON-COMP-FT-4/0 | 33.7294 | 45.53 | 24.62 | 30.77 | 37%
Hysplice Compression Sleeve, Partial Tension, 7.12"L, Aluminum, 1/0 str AL |  |  | BURNDY | YCS25R | CON-COMP-SPL-1/0STR | 6.8226 | 9.21 | 4.98 | 6.23 | 37%
Hysplice Compression Sleeve, Partial Tension, 5.00"L, Aluminum, 2 str AL |  |  | BURNDY | YCS2R | CON-COMP-SPL-2STR-2 | 7.0144 | 9.47 | 5.12 | 6.4 | 37%
Splice, Compression Full Tension #2 AAAC Azusa |  |  | HUBBELL | FTR2 | CON-COMP-FT-2 | 25.4254 | 34.32 | 17.78 | 22.23 | 43%
SPLIT BOLT CONNECTOR CU. #2 | 283-173-50102 |  | BURNDY | KS-22 | SBC-2 | 3.7264 | 5.03 | 2.72 | 3.4 | 37%
SPLIT BOLT CONNECTOR CU. #4 | 283-173-50104 |  | BURNDY | KS-203 | SBC-4 | 3.0414 | 4.11 | 2.22 | 2.77 | 37%
SPLIT BOLT CONNECTOR CU. #6 | 283-173-50106 |  | BURNDY | KS 173 | SBC-6 | 2.466 | 3.33 | 1.8 | 2.25 | 37%
SPLIT BOLT CONNECTOR CU. 1/0 | 283-173-50110 |  | BURNDY | KS-25 | SBC-1/0 | 5.3841 | 7.27 | 3.93 | 4.92 | 37%
SPLIT BOLT CONNECTOR CU. 2/0 | 283-173-50120 |  | BURNDY | KS-26 | SBC-2/0 | 7.5761 | 10.23 | 5.53 | 6.92 | 37%
SPLIT BOLT CONNECTOR CU. 250 | 283-173-50125 |  | BURNDY | KS-29 | SBC-250 | 23.8106 | 32.14 | 17.38 | 21.73 | 37%
SPLIT BOLT CONNECTOR CU. 4/0 | 283-173-50140 |  | BURNDY | KS-39 | SBC-4/0 | 30.8661 | 41.67 | 22.53 | 28.16 | 37%
SPLIT BOLT CONNECTOR CU. 500 | 283-173-50150 |  | BURNDY | KS-34 | SBC-500 | 34.5925 | 46.7 | 25.25 | 31.56 | 37%
CLAMPS WEDGE ALUM. # 2-6 | 283-117-80306 |  | THOMAS & BETTS | W62-1FC | C-W-2-6 | 10.5625 | 14.26 | 6.25 | 7.81 | 69%
CLAMPS WEDGE ALUM. FLEX BAIL STRANDED 2/0 | 283-117-80320 |  | THOMAS & BETTS | W20-1FC | C-W-FB-2/0 | 9.971 | 13.46 | 5.9 | 7.38 | 69%
CLAMPS WEDGE ALUM. FLEX BAIL STRANDED 4/0 | 283-117-80340 |  | THOMAS & BETTS | W40-1FC | C-W-4/0 | 12.6412 | 17.07 | 7.48 | 9.35 | 69%
CLAMP HOT LINE CU. 8-2/0 | 283-117-10120 |  | POWERLINE | P1520AGP | HLC-2/0-8 | 12.0269 | 16.24 | 9.47 | 11.83 | 27%
CLAMP HOT LINE CU. 8-2/0 | 283-117-10120 |  | HUBBELL | BC20 | HLC-2/0-8 | 17.6891 | 23.88 | 12.37 | 15.46 | 43%
CLAMP HOT LINE CU. 2/0 TIN PLATED | 283-117-10220 |  | POWERLINE | P1520CC | HLC-TIN-PLATED-2/0 | 11.9634 | 16.15 | 9.42 | 11.77 | 27%
CLAMP HOT LINE CU. 2/0 TIN PLATED | 283-117-10220 |  | HUBBELL | BC20FTP | HLC-TIN-PLATED-2/0 | 18.5614 | 25.06 | 12.98 | 16.23 | 43%
CLAMP HOT LINE CU. 2/0 TIN PLATED | 283-117-10220 |  | RICHARDS | AHLC100 | HLC-TIN-PLATED-2/0 | 13.225 | 17.85 | 10.58 | 13.23 | 25%
CLAMP HOT LINE ALU/CU 2/0 | 283-117-10320 |  | HUBBELL | S1520AGP | HLC-2/0 | 18.161 | 24.52 | 12.7 | 15.88 | 43%
CLAMP HOT LINE ALU/CU 2/0 | 283-117-10320 |  | MACLEAN | C1520 | HLC-2/0 | 18.9761 | 25.62 | 13.27 | 16.58 | 43%
CLAMP HOT LINE ALU/CU 2/0 | 283-117-10320 |  | RICHARDS | BHLC-100 | HLC-2/0 | 16.7139 | 22.56 | 11.37 | 14.21 | 47%
CLAMP HOT LINE ALU/CU 6-336.4 ACSR |  |  | HUBBELL | S1530AGP | HLC-6AL-336.4/OCU | 23.8095 | 32.14 | 16.65 | 20.81 | 43%
CLAMP HOT LINE ALU/CU 6-336.4 ACSR |  |  | POWERLINE | P1530AGP | HLC-6AL-336.4/OCU | 19.1516 | 25.85 | 15.08 | 18.85 | 27%
CLAMP D.E.STR LINE ALUM #6-2/0 ADS-961 (DEAD END SHOE) | 283-117-20420 |  | HUBBELL | ADS47N | CL-DE-ALU-6-2/0 | 12.3981 | 16.74 | 8.67 | 10.83 | 43%
CLAMP D.E.STR LINE ALUM #6-2/0 ADS-961 (DEAD END SHOE) | 283-117-20420 |  | MACLEAN | ASD2N | CL-DE-ALU-6-2/0 | 19.6196 | 26.49 | 13.72 | 17.15 | 43%
CLAMP D.E.STR LINE ALUM #6-2/0 ADS-961 (DEAD END SHOE) | 283-117-20420 | NEW | BURNDY | CUW26RE1 | CL-DE-ALU-6-2/0 | 106.7641 | 144.13 | 77.93 | 97.42 | 37%
CLAMP D.E.STR LINE ALUM #6-266.8 ADS-60-N (DEAD END SHOE) |  |  | HUBBELL | ADS60N | CL-DE-ALU-6-266.8 | 22.0935 | 29.83 | 15.45 | 19.31 | 43%
CLAMP D.E.STR LINE ALUM #6-266.8 ADS-60-N (DEAD END SHOE) |  | NEW | BURNDY | CUW30AE | CL-DE-ALU-6-266.8 | 152.5906 | 206 | 111.38 | 139.23 | 37%
CLAMP D.E.STR LINE ALUM #6-266.8 ADS-60-N (DEAD END SHOE) |  | NEW | GRID POWER | SAC-60-N | CL-DE-ALU-6-266.8 | 14.2374 | 19.22 | 11.67 | 14.58 | 22%
CLAMP D.E.STR LINE ALUM #6-3/0 ADS-48-N (DEAD END SHOE) |  |  | HUBBELL | ADS48N | CL-DE-ALU-6-3/0 | 13.8281 | 18.67 | 9.67 | 12.08 | 43%
CLAMP D.E.STR LINE ALUM #6-3/0 ADS-48-N (DEAD END SHOE) |  | NEW | BURNDY | CUW26RE1 | CL-DE-ALU-6-3/0 | 106.7641 | 144.13 | 77.93 | 97.42 | 37%
CLAMP D.E.STR LINE ALUM #6-3/0 ADS-48-N (DEAD END SHOE) |  | NEW | GRID POWER | SAC-48-N | CL-DE-ALU-6-3/0 | 10.7116 | 14.46 | 8.78 | 10.98 | 22%
CLAMP D.E.STR LINE ALUM #2-556.5 ADS-88N(DEAD END SHOE) |  |  | HUBBELL | ADS88N |  | 22.8371 | 30.83 | 15.97 | 19.96 | 43%
CLAMP D.E.STR LINE ALUM #2-556.5 ADS-88N(DEAD END SHOE) |  | NEW | BURNDY | CUW361RE | DE-A-477-556 | 119.9024 | 161.87 | 87.52 | 109.4 | 37%
CLAMP D.E.STR LINE ALUM #2-556.5 ADS-88N(DEAD END SHOE) |  | NEW | GRID POWER | SAC-88-N | DE-A-477-556 | 17.629 | 23.8 | 14.45 | 18.06 | 22%
CLAMP DEAD END AUTOMATIC 397 | 283-117-22337 |  | HUBBELL | GD451 | DE-A-477-556 | 54.5116 | 73.59 | 38.12 | 47.65 | 43%
CLAMP D.E.STR LINE ALUM 4/0-397 ADS-116N(DEAD END SHOE) | 283-117-40116 |  | HUBBELL | ADS116N | CL-DE-ALU-397 | 22.5511 | 30.44 | 15.77 | 19.71 | 43%
CLAMP D.E.STR LINE ALUM 4/0-397 ADS-116N(DEAD END SHOE) | 283-117-40116 | NEW | BURNDY | CUW391AE | CL-DE-ALU-397 | 219.6384 | 296.51 | 160.32 | 200.4 | 37%
CLAMP D.E.STR LINE ALUM 4/0-397 ADS-116N(DEAD END SHOE) | 283-117-40116 | NEW | GRID POWER | SAC-116-N | CL-DE-ALU-397 | 25.8396 | 34.88 | 21.18 | 26.48 | 22%
Clamp, Dead End Alum 4/0 |  |  | HUBBELL | ASOD5701N | CL-DE-ALU-4/0 | 24.167 | 32.63 | 16.9 | 21.13 | 43%
ALU. SUSPENSION CLAMP 1.00-1.47 | 283-117-40147 |  | HUBBELL | HAS147N | CLAMP-SUSP-1-1.47IN | 42.2136 | 56.99 | 29.52 | 36.9 | 43%
ALU. SUSPENSION CLAMP 1.00-1.47 | 283-117-40147 | NEW | GRID POWER | ALSC-147-N | CLAMP-SUSP-1-1.47IN | 70.2964 | 94.9 | 57.62 | 72.02 | 22%
Suspension Clamp, Angle Alum.(Suspension Clamp, Clevis Fitting, AAC, AAAC, ACSR Conductor, 7000 lb, 45 Deg Take-Off) | 283-117-40345 |  | HUBBELL | AAC301 | SC-CLE-7000LB-45D-TO | 30.2159 | 40.79 | 21.13 | 26.42 | 43%
Clamp Suspension 397/559 | 283-342-44765 |  | HUBBELL | TSC150 | CL-SUSP-397 | 15.587 | 21.04 | 10.9 | 13.63 | 43%
Clamp Suspension 397/559 | 283-342-44765 |  | MACLEAN | ACTS-150 | CL-SUSP-397 | 20.2631 | 27.36 | 14.17 | 17.71 | 43%
CLAMP ANGLE 4/0-556 | 283-117-44239 |  | HUBBELL | AAC104N | C-A-4/0-556 | 87.5589 | 118.2 | 61.23 | 76.54 | 43%
ALUM. ANGLE CLAMP | 283-117-40162 |  | HUBBELL | AAC302 | CL-SU-CLE-7000LB-45D | 18.8045 | 25.39 | 13.15 | 16.44 | 43%
Aluminum Angle Clamp #6-2/0 |  |  | GRID POWER | AASC-75-90 | CL-ANG-#6-2/0 | 22.8994 | 30.91 | 18.77 | 23.46 | 22%
Aluminum Angle Clamp 397 |  |  | GRID POWER | AASC-125-90 | CL-ANG-397 | 41.8704 | 56.53 | 34.32 | 42.9 | 22%
Aluminum Angle Clamp 397 |  |  | MACLEAN | AC125 | CL-ANG-397 | 30.0729 | 40.6 | 21.03 | 26.29 | 43%
Aluminum Angle Clamp 4/0 |  |  | GRID POWER | AASC-125-90 | CL-ANG-4/0 | 41.8704 | 56.53 | 34.32 | 42.9 | 22%
CLAMP H.L. STIRRUP AL.CU #6-2/0 | 283-117-54020 |  | HUBBELL | AHLS022019E | HLC-STIR-6AL-2/0C | 21.2069 | 28.63 | 14.83 | 18.54 | 43%
CLAMP H.L. STIRRUP AL.CU #6-2/0 | 283-117-54020 |  | RICHARDS | ASC-2/0 | HLC-STIR-6AL-2/0C | 15.7275 | 21.23 | 11.65 | 14.56 | 35%
CLAMP H.L. STIRRUP AL.CU 4/0 | 283-117-54040 |  | HUBBELL | AHLS024019E | HLC-STIR-4AL-4CU | 31.8175 | 42.95 | 22.25 | 27.81 | 43%
CLAMP H.L STIRRUP AL.CU 1/0-397.5 | 283-117-54097 |  | HUBBELL | AHLS397021E | HLC-STIR-1/0A-397.5C | 43.1431 | 58.24 | 30.17 | 37.71 | 43%
CLAMP H.L STIRRUP AL.CU 1/0-397.5 | 283-117-54097 |  | RICHARDS | ASC-500 | HLC-STIR-1/0A-397.5C | 27.7327 | 37.44 | 21.17 | 26.46 | 31%
CLAMP P/G ALUM. 2-4/0 | 283-117-73940 |  | THOMAS & BETTS | PAE41419 | C-P/G-4/0-2 | 16.0082 | 21.61 | 12.22 | 15.27 | 31%
CLAMP P/G ALUM. 2-4/0 | 283-117-73940 |  | BURNDY | UCG28RS |  | 21.3994 | 28.89 | 15.62 | 19.52 | 37%
CLAMP P/G ALUM. 397.5 ACSR 3/0 STR. | 283-117-73930 |  | HUBBELL | LC66AXB | CLAMP-P/G-397.5-3/0 | 26.2405 | 35.42 | 18.35 | 22.94 | 43%
Guy, Wire Dead End Automatic 9 Strand Vise 7/16" | 283-117-23016 |  | MACLEAN | 5203 | GUYWIRE-DE-7/16 | 57.057 | 77.03 | 39.9 | 49.88 | 43%
Guy, Wire Dead End Automatic 9 Strand Vise 7/16" | 283-117-23016 |  | HUBBELL | GDE5203 | GUYWIRE-DE-7/16 | 47.8764 | 64.63 | 33.48 | 41.85 | 43%
50k shackles | 283-123-02806 |  | POWERLINE | P2743 | SHACKLE-50000LB | 9.7409 | 13.15 | 7.67 | 9.58 | 27%
50k shackles | 283-123-02806 |  | HUBBELL | AS50 | SHACKLE-50000LB | 19.8484 | 26.8 | 13.88 | 17.35 | 43%
50k shackles | 283-123-02806 |  | GRID POWER | UAS50-BNC | SHACKLE-50000LB | 14.6034 | 19.71 | 11.97 | 14.96 | 22%
Shackle, Anchor 60 kips | 283-123-02805 |  | HUBBELL | AS50BNK | AS60000LB-17/8IN | 24.6961 | 33.34 | 17.27 | 21.58 | 43%
Shackle 3-1/12 X 7/8X5/8 - AS25L |  |  | HUBBELL | AS25L | SHCL-30K-X3-1/2 X7/8 | 12.2551 | 16.54 | 8.57 | 10.71 | 43%
Anchor, Rod Extension 1" x 36" TWINEYE | 283-436-14002 should be 283-536-14002 |  | HUBBELL | PSC1022184 | AR-TWINEYE-1X36IN | 73.5449 | 99.29 | 51.43 | 64.29 | 43%
Guy Adapter, Length: 18", Type: Tripleye, Steel/Galvanized | 283-436-14021 |  | HUBBELL | C1020025 | GUYADAPTER-1-1/2X18 | 59.9885 | 80.98 | 41.95 | 52.44 | 43%
Guy Adapter, Length: 18", Type: Tripleye, Steel/Galvanized | 283-436-14021 |  | MACLEAN | D6606US | GUYADAPTER-1-1/2X18 | 65.6656 | 88.65 | 45.92 | 57.4 | 43%
ANCHOR EXTENSION Assembly 1-1/2 X 3.5 | 283-436-14022 | NEW | MACLEAN | D6616U | SHAFTEXTN1-1/2X3-1/2 | 155.155 | 209.46 | 108.5 | 135.63 | 43%
ANCHOR EXTENSION Assembly 1-1/2 X 3.5 | 283-436-14022 |  | HUBBELL | 12655 | SHAFTEXTN1-1/2X3-1/2 | 96.5536 | 130.35 | 67.52 | 84.4 | 43%
ANCHOR EXTENSION Assembly 1-1/2 X 3.5 | 283-436-14022 | NEW | ECP | TAE-150-42 | SHAFTEXTN1-1/2X3-1/2 | 96.4125 | 130.16 | 77.13 | 96.42 | 25%
ANCHOR ROD DOUBLE EYE 5/8 X 8' | 283-536-13408 |  | MACLEAN | J7518 | AR-DE-5/8X8FT | 57.6004 | 77.76 | 40.28 | 50.35 | 43%
ANCHOR ROD DOUBLE EYE 5/8 X 8' | 283-536-13408 |  | HUBBELL | 5348 | AR-DE-5/8X8FT | 36.2505 | 48.94 | 25.35 | 31.69 | 43%
ANCHOR ROD DOUBLE EYE 5/8 X 8' | 283-536-13408 |  | ALLIED | 4167 | AR-DE-5/8X8FT | 21.2164 | 28.64 | 17.98 | 22.48 | 18%
SCREW ANCHOR 2.25in X 53in 1in Rod | 283-536-14000 |  | HUBBELL | R153L | ANCHOR-ROCK-1X53 | 82.1964 | 110.97 | 57.48 | 71.85 | 43%
SCREW ANCHOR 2.25in X 53in 1in Rod | 283-536-14000 |  | MACLEAN | JR153L | ANCHOR-ROCK-1X53 | 155.7556 | 210.27 | 108.92 | 136.15 | 43%
SCREW ANCHOR : anchor 14" pisa 1 3/8 inch | 283-536-14000 |  | Maclean | D134-6 (alternative) | ANCHOR-14-PISA-1-3/8 | 63.3919 | 85.58 | 44.33 | 55.42 | 43%
SCREW ANCHOR : anchor 14" pisa 1 3/8 inch | 283-536-14000 | NEW | ECP | TAPL-100-10 14 | ANCHOR-ROCK-1X53 | 69.025 | 93.18 | 55.22 | 69.02 | 25%
SCREW ANCHOR : anchor 14" pisa 1 3/8 inch | 283-536-14000 |  | ALLIED | 55509 | ANCHOR-ROCK-1X53 | 52.3094 | 70.62 | 44.33 | 55.42 | 18%
SCREW Anchor: anchor 14" pisa 1 3/8 inc | 283-536-14000 |  | ALLIED | 3438 (alternative) | ANCHOR-ROCK-1X53 | 61.1594 | 82.57 | 51.83 | 64.79 | 18%
SCREW Anchor: anchor 14" pisa 1 3/8 inc | 283-536-14000 | NEW | GRID POWER | G1346 | ANCHOR-ROCK-1X53 | 44.6764 | 60.31 | 36.62 | 45.77 | 22%
Anchor, Rock 1" x 30" | 283-536-14001 |  | HUBBELL | R130L | ANCHOR-ROCK-1X30 | 86.4149 | 116.66 | 60.43 | 75.54 | 43%
Anchor, Screw Single Helix 14" Dia. | 283-536-14014 |  | HUBBELL | C1025007 | ANCHOR1-1/2X668-14 | 181.6529 | 245.23 | 127.03 | 158.79 | 43%
Anchor, Screw Single Helix 14" Dia. | 283-536-14014 | NEW | ECP | TAX-250-100 14 | ANCHOR1-1/2X668-14 | 100.85 | 136.15 | 80.68 | 100.85 | 25%
Anchor, Screw Single Helix 14" Dia. | 283-536-14014 |  | MACLEAN | TD250-134 (alternative to C1025007) | ANCHOR1-1/2X668-14 | OBSOLETE | obsolete | OBSOLETE | OBSOLETE | OBSOLETE
Anchor, Screw Single Helix 14" Dia. | 283-536-14014 |  | ALLIED | 3526 (alternative to C1025007) | ANCHOR1-1/2X668-14 | 113.0794 | 152.66 | 95.83 | 119.79 | 18%
Anchor, Screw Single Helix 14" Dia. | 283-536-14014 |  | HUBBELL | T1022319 (alternative to C1025007) | ANCHOR1-1/2X668-14 | 100.0714 | 135.1 | 69.98 | 87.48 | 43%
Anchor, Screw Single Helix 14" Dia. | 283-536-14014 |  | MACLEAN | D1134 (alternative to C1025007) | ANCHOR1-1/2X668-14 | 132.704 | 179.15 | 92.8 | 116 | 43%
Anchor, Screw Single Helix 14" Dia. | 283-536-14014 |  | ALLIED | 3480 (alternative to C1025007) | ANCHOR1-1/2X668-14 | 61.1594 | 82.57 | 51.83 | 64.79 | 18%
Anchor, Screw Single Helix 14" Dia. | 283-536-14014 |  | HUBBELL | E1021801 (alternative to C1025007) | ANCHOR1-1/2X668-14 | 72.1435 | 97.39 | 50.45 | 63.06 | 43%
Anchor, Screw Single Helix 14" Dia. | 283-536-14014 |  | MACLEAN | D134-6 (alternative to C1025007) | ANCHOR1-1/2X668-14 | 93.3504 | 126.02 | 65.28 | 81.6 | 43%
Anchor, Screw Single Helix 14" Dia. | 283-536-14014 |  | ALLIED | 3438 (alternative to C1025007) | ANCHOR1-1/2X668-14 | 61.1594 | 82.57 | 51.83 | 64.79 | 18%
SHAFT HELIX ASSEMBLY (ANCHOR) | 283-536-14020 |  | HUBBELL | 012642AEJ | ANCHOR1-1/2X66X8-12 | 217.8891 | 294.15 | 152.37 | 190.46 | 43%
SHAFT HELIX ASSEMBLY (ANCHOR) | 283-536-14020 | NEW | ECP | TAF-150-66 08-10-12 | ANCHOR1-1/2X66X8-12 | 229.0625 | 309.23 | 183.25 | 229.06 | 25%
SHAFT HELIX ASSEMBLY (ANCHOR) | 283-536-14020 |  | ALLIED | 3553 | ANCHOR1-1/2X66X8-12 | 234.0294 | 315.94 | 198.33 | 247.92 | 18%
HELIX LEAD SECTION 1-1/2 X 60" | 283-536-14025 |  | MACLEAN | D6632 | ANCHOR1-1/2X60X8-10 | 196.2389 | 264.92 | 137.23 | 171.54 | 43%
HELIX LEAD SECTION 1-1/2 X 60" | 283-536-14025 | NEW | ECP | TAF-150-60 08-10 | ANCHOR1-1/2X60X8-10 | 181.85 | 245.5 | 145.48 | 181.85 | 25%
HELIX LEAD SECTION 1-1/2 X 60" | 283-536-14025 |  | ALLIED | 3551 | ANCHOR1-1/2X60X8-10 | 127.6406 | 172.31 | 108.17 | 135.21 | 18%
HELIX LEAD SECTION 1-1/2 X 60" | 283-536-14025 |  | HUBBELL | 012642AE | ANCHOR1-1/2X60X8-10 | 149.3206 | 201.58 | 104.42 | 130.53 | 43%
Anchor, Rod & Eyenut Combination for PISA 1" x 84" Twineye | 283-536-35808 |  | HUBBELL | E1020045 | AR-PISA-1X84-TWINEYE | 53.5821 | 72.34 | 37.47 | 46.83 | 43%
Anchor, Rod & Eyenut Combination for PISA 1" x 84" Twineye | 283-536-35808 | NEW | ECP | TARN-100-842 | AR-PISA-1X84-TWINEYE | 58.725 | 79.28 | 46.98 | 58.73 | 25%
Anchor, Rod & Eyenut Combination for PISA 1" x 84" Twineye | 283-536-35808 |  | MACLEAN | D100D (alternative TO E1020045) | AR-PISA-1X84-TWINEYE | 65.208 | 88.03 | 45.6 | 57 | 43%
Anchor, Rod & Eyenut Combination for PISA 1" x 84" Twineye | 283-536-35808 |  | ALLIED | 3617 (alternative TO E1020045) | AR-PISA-1X84-TWINEYE | 55.0706 | 74.35 | 46.67 | 58.33 | 18%
ANCHOR EXT LENGTH 60" 11/2" SQUARE |  |  | HUBBELL | C1100470 | ANCHOR-EXT-11/2X60 | 137.4659 | 185.58 | 96.13 | 120.17 | 43%
ANCHOR EXT LENGTH 60" 11/2" SQUARE |  | NEW | ECP | TAE-150-60 | ANCHOR-EXT-11/2X60 | 121.375 | 163.86 | 97.1 | 121.38 | 25%
ANCHOR EXT HEAD TRIPLE EYE SQUARE 11/2" X 18" |  |  | HUBBELL | T1100465 | ANCHOR-EXT-HEAD-TRIPLE-EYE-X 18X11/2 | 184.5415 | 249.13 | 129.05 | 161.31 | 43%
ANCHOR EXT HEAD TRIPLE EYE SQUARE 11/2" X 18" |  | NEW | ECP | TAA-175-103 | ANCHOR-EXT-HEAD-TRIPLE-EYE-X 18X11/2 | 56.9625 | 76.9 | 45.57 | 56.96 | 25%
PISA Anchor,10 in Squar Solid -1/2" (3.8 cm) Square Solid Hub - 6,000 Ft- Lb. (8,135 N-m) Ultimate Installing Torque | FOR 5/8IN Rod | NEW | HUBBELL | E1020817 | ANCHORPISA10-1-1/2 | 48.8631 | 65.97 | 34.17 | 42.71 | 43%
PISA Anchor,10 in Squar Solid -1/2" (3.8 cm) Square Solid Hub - 6,000 Ft- Lb. (8,135 N-m) Ultimate Installing Torque | For 3/4" or 1" Rod | NEW | HUBBELL | E1020820 | ANCHORPISA10-1-1/2 | 48.8631 | 65.97 | 34.17 | 42.71 | 43%
PISA Anchor,10 in Squar Solid -1/2" (3.8 cm) Square Solid Hub - 6,000 Ft- Lb. (8,135 N-m) Ultimate Installing Torque |  | NEW | ECP | TAP-100-10 14 | ANCHORPISA10-1-1/2 | 53.275 | 71.92 | 42.62 | 53.27 | 25%
Eye Rod, 1 in. OD x 8 ft L, 36,000 lb |  |  | HUBBELL | 5368 | AR-1INX8FT | 88.5456 | 119.54 | 61.92 | 77.4 | 43%
Anchor Rod, 3/4 in (Eye Rod, 1 in. OD x 8 ft L, 36,000 lb, Expanding/X-Plate Anchor, Steel/Hot Dip Galvanized J7538) |  |  | HUBBELL | 5369 | AR-3/4X8FT | 91.6916 | 123.78 | 64.12 | 80.15 | 43%
shaft extention 1-1/2 x 5 sqr |  | NEW | ECP | TAE-150-60 | SHAFTEXT1-1/2X5SQR | 121.375 | 163.86 | 97.1 | 121.38 | 25%
shaft extention 1-1/2 x 5 sqr |  |  | HUBBELL | 12656 | SHAFTEXT1-1/2X5SQR | 115.4439 | 155.85 | 80.73 | 100.92 | 43%
cross plate anchor for 24". Hole used with 1: diameter Rod |  |  | MACLEAN | J3524 | CPA-24HX400-1INRS | 134.992 | 182.24 | 94.4 | 118 | 43%
cross plate anchor for 24". Hole used with 1: diameter Rod |  | NEW | ECP | PAL-2420 | CPA-24HX400-1INRS | 59.9125 | 80.88 | 47.93 | 59.92 | 25%
ANCHOR HELIX Twin Flight Max. Torque: 6,000 ft./lbs Flight Dim.: 10 | 283-342-76031 ALTERNATIVE |  | HUBBELL | E1020823 | ANCHOR-HX-TF-6000KLB | 114.4 | 154.44 | 80 | 100 | 43%
ANCHOR HELIX Twin Flight Max. Torque: 6,000 ft./lbs Flight Dim.: 10 |  | NEW | ECP | TAP-100-36 10-10 | ANCHOR-HX-TF-6000KLB | 115.975 | 156.57 | 92.78 | 115.98 | 25%
ANCHOR HELIX Twin Flight Max. Torque: 6,000 ft./lbs Flight Dim.: 10 | 283-342-76031 ALTERNATIVE |  | MACLEAN | D2104 | ANCHOR-HX-TF-6000KLB | 138.2381 | 186.62 | 96.67 | 120.83 | 43%
Guy Attachment Pole Eye Plate | 283-021-50202 |  | HUBBELL | GEP5AN | GUY-ATT-POLE-EP | 11.0539 | 14.92 | 7.73 | 9.67 | 43%
GUY HOOK 5/8-415/16 | 283-021-50200 |  | MACLEAN | P134AXW | GH-5/8-4-15/16 | 7.6791 | 10.37 | 5.37 | 6.71 | 43%
GUY HOOK 5/8-415/16 | 283-021-50200 |  | HUBBELL | GH6ILS | GH-5/8-4-15/16 | 9.3665 | 12.64 | 6.55 | 8.19 | 43%
PLATE POLE GUY 7/8 4 HOLE (Same spec and dimensions as H-GS-2400-4106-GD but with 23.8mm (.94”) dia. holes) PLATE POLE GUY 7/8 3 HOLE (Spec H-GS-1800-0394-GD) | 283-021-50230 |  | AWG | PLAT POLE GUY 7/8 | PLATPOLEGUY7/8 | 32.662 | 44.09 | 23.33 | 29.17 | 40%
1 1/16 CURV BASE DEAD END TEE | 283-021-50213 |  | MACLEAN | DET60K-88 | 1CBDEADENDTEE | 67.3816 | 90.97 | 47.12 | 58.9 | 43%
1 1/16 CURV BASE DEAD END TEE | 283-021-50213 |  | HUGHES BROTHERS | 28317R4.5-17-15 | 1CBDEADENDTEE | 66.225 | 89.4 | 44.15 | 55.19 | 50%
1 1/16 CURV BASE DEAD END TEE | 283-021-50213 | NEW | AWG | 1CBDEADENDTEE | 1CBDEADENDTEE | 23.338 | 31.51 | 16.67 | 20.83 | 40%
13/16 CURVED BASE DEAD END TEE | 283-021-50212 |  | MACLEAN | DET60K-67 | 3/4CBDEADENDTEE | 64.9935 | 87.74 | 45.45 | 56.81 | 43%
13/16 CURVED BASE DEAD END TEE | 283-021-50212 |  | HUGHES BROTHERS | 2817R4.5-13-15 | 3/4CBDEADENDTEE | 66.225 | 89.4 | 44.15 | 55.19 | 50%
13/16 CURVED BASE DEAD END TEE | 283-021-50212 | NEW | AWG | 3/4CBDEADENDTEE | 3/4CBDEADENDTEE | 23.338 | 31.51 | 16.67 | 20.83 | 40%
ANCHOR CROSS PLATE 16" | 283-009-23104 |  | MACLEAN | J3516 | A-C-PLATE-16IN | 50.1215 | 67.66 | 35.05 | 43.81 | 43%
ANCHOR CROSS PLATE 16" | 283-009-23104 |  | HUBBELL | X16 | A-C-PLATE-16IN | 39.1534 | 52.86 | 27.38 | 34.23 | 43%
PLATE 6 HOLE | 283-002-00008 |  | AWG | PLATE-6HOLE | PLATE-6HOLE | 32.662 | 44.09 | 23.33 | 29.17 | 40%
PLATE POLE GUY 1 INCH | 283-021-50220 |  | AWG | PLATEPOLEGUY 1 | PLATEPOLEGUY 1 | 32.662 | 44.09 | 23.33 | 29.17 | 40%
Pole Eye Plate, 4.50 in. H, 3.25 in. W Top/2.38 in. W Base, 0.69 in. Guy Opening, Hook w/Ears/Eye |  |  | HUBBELL | GEP5A | GEP5A | 13.871 | 18.73 | 9.7 | 12.13 | 43%
18 in strap plate 3 hole for 1 inch bolt | 283-002-00001 |  | HUGHES BROTHERS | H-GS-1800-0394-GD | STRAP-PLATE-18IN-3H | 46.245 | 62.43 | 30.83 | 38.54 | 50%
18 in strap plate 3 hole for 1 inch bolt | 283-002-00001 |  | AWG | STRAP-PLATE-18IN-3H | STRAP-PLATE-18IN-3H | 12.25 | 16.54 | 8.75 | 10.94 | 40%
24in strap plate 4 hole for 1 inch bolt | 283-002-00004 |  | HUGHES BROTHERS | H-GS-2400-4106-GD | STRAP-PLATE-24IN-4H | 60 | 81 | 40 | 50 | 50%
24in strap plate 4 hole for 1 inch bolt | 283-002-00004 |  | AWG | STRAP-PLATE-24IN-4H | STRAP-PLATE-24IN-4H | 16.338 | 22.06 | 11.67 | 14.58 | 40%
3 HOLD STRAP 7 /8" | 283-002-00005 | NEW | AWG | CW-7/8-3HLSTRAP | STRAP-PLATE-7/8-3H | 12.25 | 16.54 | 8.75 | 10.94 | 40%
4 HOLD STRAP 7 /8 11 | 283-002-00006 | NEW | AWG | CW-7/8-4HLSTRAP | STRAP-PLATE-7/8-3H | 16.338 | 22.06 | 11.67 | 14.58 | 40%
Insulator Clevis, 3-1/4 x 4 in. | 283-123-01000 |  | HUBBELL | 0327 | CLEVISWIDEBACK | 14.014 | 18.92 | 9.8 | 12.25 | 43%
Insulator Clevis, 3-1/4 x 4 in. | 283-123-01000 |  | MACLEAN | J1300 | CLEVISWIDEBACK | 14.9006 | 20.12 | 10.42 | 13.02 | 43%
GUY STRAIN INSULATOR 78 IN 16 KIP | 283-021-50213 |  | POWERLINE | PCC-16-78 | GSI-78IN-16K | 30.8864 | 41.7 | 24.32 | 30.4 | 27%
GUY STRAIN INSULATOR 78 IN 16 KIP | 283-021-50213 |  | HUBBELL | GS16078CC1 | GSI-78IN-16K | 38.989 | 52.64 | 30.7 | 38.38 | 27%
GUY STRAIN INSULATOR 78 IN 16 KIP | 283-021-50213 |  | PREFORMED | GSF16-78CCR | GSI-78IN-16K | 35.5215 | 47.95 | 29.85 | 37.31 | 19%
GUY STRAIN INSULATOR 78 IN 16 KIP | 283-021-50213 |  | ALUMAFORM | CGS16-78CR | GSI-78IN-16K | 36.423 | 49.17 | 26.98 | 33.73 | 35%
GUY STRAIN INSULATOR 78 IN 21 KIP | 283-021-50213 |  | HUBBELL | GS21078CC1 | GSI-78IN-21K | 48.2854 | 65.19 | 38.02 | 47.53 | 27%
GUY STRAIN INSULATOR 78 IN 21 KIP | 283-021-50213 |  | PREFORMED | GSF21-78CCR | INS-HOR-28KV-CLAMP | 43.1018 | 58.19 | 36.22 | 45.27 | 19%
GUY STRAIN INSULATOR 78 IN 16 KIP | 283-021-50213 | NEW | GRID POWER | GL15-78C-CR | GSI-78IN-21K | 28.3894 | 38.33 | 23.27 | 29.08 | 22%
Insulator, 28kV Horizontal with Clamp | 283-342-35128 |  | K-LINE | KL28SK | INS-HOR-28KV-CLAMP | 119.3213 | 161.08 | 100.27 | 125.33 | 19%
Insulator, 28kV Horizontal with Clamp | 283-342-35128 |  | HUBBELL | 80S0250K09 | INS-HOR-28KV-TRUNION | 95.7326 | 129.24 | 75.38 | 94.23 | 27%
Insulator, 28kV Horizontal with Clamp | 283-342-35128 |  | K-LINE | KL28SHK | DEADEND/SUSPINS35KV | 109.512 | 147.84 | 93.6 | 117 | 17%
35kv dead end suspension isula | 283-342-35140 |  | K-LINE | KL35SCTM | DEADEND/SUSPINS35KV | 46.215 | 62.39 | 39.5 | 49.38 | 17%
35kv dead end suspension isula | 283-342-35140 |  | MACLEAN | DS35M | DEADEND/SUSPINS35KV | 40.612 | 54.83 | 28.4 | 35.5 | 43%
35kv dead end suspension isula | 283-342-35140 |  | POWERLINE | P8235-S | INS-DE-28KV | 27.178 | 36.69 | 21.4 | 26.75 | 27%
Insulator, Dead End 28kV K-Line | 283-342-40150 |  | K-LINE | KL28ASCTM | CL-INS-DE-28KV | 38.8535 | 52.45 | 32.65 | 40.81 | 19%
Insulator, 35kV Horizontal with Clamp | 283-342-46350 283-342-35140 |  | K-LINE | KL35SK | CL-INS-DE-35KV | 131.614 | 177.68 | 110.6 | 138.25 | 19%
Insulator, 35kV Horizontal with Clamp | 283-342-46350 283-342-35140 |  | HUBBELL | 80S0280K09 | CL-INS-DE-35KV | 88.3031 | 119.21 | 69.53 | 86.92 | 27%
Insulator, 35kV Horizontal with Clamp | 283-342-46350 283-342-35140 |  | K-LINE | KL35SH | INS-HOR-35KV-CLAMP | 115.3876 | 155.77 | 94.58 | 118.23 | 22%
INSULATOR, CLAMP TOP LINE POST 35KV 4235-70 | 283-342-54739 |  | VICTOR | 62155 | INS-CL-LI-P PORC-35K | 82.915 | 111.94 | 72.1 | 90.13 | 15%
INSULATOR, CLAMP TOP LINE POST 35KV 4235-70 | 283-342-54739 |  | K-LINE | KL35SV | INS-CL-LI-P PORC-35K | 120.8185 | 163.1 | 99.85 | 124.81 | 21%
POLYMER INSULATOR SPOOL black "NEUTRAL SPOOL" BLACK | 283-342-63011 |  | HUBBELL | C9091032P | INPOLYMERSPOOLBLACK | 2.1971 | 2.97 | 1.73 | 2.17 | 27%
GUY STRAIN INSULATOR 24 | 283-342-76034 |  | HUBBELL | GS21024CC1 | GSI-24 | 37.6174 | 50.78 | 29.62 | 37.02 | 27%
GUY STRAIN INSULATOR 24 | 283-342-76034 |  | PREFORMED | GSF21-24CCR | GSI-24 | 32.8202 | 44.31 | 27.58 | 34.48 | 19%
GUY STRAIN INSULATOR 24 | 283-342-76034 |  | MACLEAN | GCC-21-24R | GSI-24 | 48.2196 | 65.1 | 33.72 | 42.15 | 43%
GUY STRAIN INSULATOR 24 | 283-342-76034 |  | ALUMAFORM | FGS21-24CR | GSI-24 | 51.1245 | 69.02 | 37.87 | 47.33 | 35%
GUY STRAIN INSULATOR 24 | 283-342-76034 |  | K-LINE | KL24CRS | GSI-24 | 75.5554 | 102 | 64.03 | 80.04 | 18%
GUY STRAIN INSULATOR 24 16K | 283-342-76034 |  | POWERLINE | PCC-16-24 | GSI-24 | 20.6375 | 27.86 | 16.25 | 20.31 | 27%
96 Guy Strain Insulator 21 KIPS | 283-342-76039 |  | K-LINE | KL96CRS | GSI-96-21 | 143.0375 | 193.1 | 114.43 | 143.04 | 25%
96 Guy Strain Insulator 21 KIPS | 283-342-76039 |  | ALUMAFORM | FGS21-96CR | GSI-96-21 | 53.3655 | 72.04 | 39.53 | 49.42 | 35%
96 Guy Strain Insulator 21 KIPS | 283-342-76039 |  | HUBBELL | GS21096CC1 | GSI-96-21 | 47.9044 | 64.67 | 37.72 | 47.15 | 27%
96 Guy Strain Insulator 21 KIPS | 283-342-76039 |  | PREFORMED | GSF21-96CCR | GSI-96-21 | 44.4108 | 59.95 | 37.32 | 46.65 | 19%
96 Guy Strain Insulator 21 KIPS |  |  | PREFORMED | GSF21-96CTR | GSI-96-21-CT-TE | 46.5528 | 62.85 | 39.12 | 48.9 | 19%
96 Guy Strain Insulator 30 KIPS | 283-342-76039 |  | HUBBELL | GS30096CC1 | GSI-96-30 | 72.5551 | 97.95 | 57.13 | 71.42 | 27%
96 Guy Strain Insulator 30 KIPS | 283-342-76039 |  | ALUMAFORM | FGS30-96CR | GSI-96-30 | 53.7705 | 72.59 | 39.83 | 49.79 | 35%
96 Guy Strain Insulator 30 KIPS | 283-342-76039 |  | MACLEAN | GCC30-96R | GSI-96-30 | 90.7621 | 122.53 | 63.47 | 79.33 | 43%
96 Guy Strain Insulator 30 KIPS | 283-342-76039 |  | MACLEAN | GCC21-96R | GSI-96-21 | 75.1179 | 101.41 | 52.53 | 65.67 | 43%
GUY STRAIN INSULATOR 54" | 283-342-76041 |  | HUBBELL | GS21054CC1 | GSI-54IN-21 | 46.1899 | 62.36 | 36.37 | 45.46 | 27%
GUY STRAIN INSULATOR 54" | 283-342-76041 |  | PREFORMED | GSF21-54CCR | GSI-54IN-21 | 38.5203 | 52 | 32.37 | 40.46 | 19%
GUY STRAIN INSULATOR 54" | 283-342-76041 |  | MACLEAN | GCC21-54R | GSI-54IN-21 | 50.9795 | 68.82 | 35.65 | 44.56 | 43%
GUY STRAIN INSULATOR 54" | 283-342-76041 |  | ALUMAFORM | FGS21-54CR | GSI-54IN-21 | 40.0005 | 54 | 29.63 | 37.04 | 35%
GUY STRAIN INSULATOR 54" | 283-342-76041 |  | K-LINE | KL54CRS | GSI-54IN-21 | 110.6343 | 149.36 | 92.97 | 116.21 | 19%
Stud, Insulator Short 3/4" x 3.5" | 283-063-70604 |  | K-LINE | KLOP027A | S-S-ST-INS-3/4X3.5IN | 10.2896 | 13.89 | 8.72 | 10.9 | 18%
GUY STRAIN INSULATOR 60" 21 KIP |  |  | MACLEAN | GCC21-60R | GSI-60IN-21 | 65.14 | 100.22 | new |  | NEW
GUY STRAIN INSULATOR 60" 21 KIP |  |  | HUBBELL | GS21060CC1 | GSI-60IN-21 | 63.86 | 98.25 | new |  | NEW
GUY STRAIN INSULATOR 60" 21 KIP |  |  | PREFORMED | GSF21-60CCR | GSI-60IN-21 | 55.39 | 85.22 | new |  | NEW
GUY STRAIN INSULATOR 60" 21 KIP |  |  | ALUMAFORM | FGS21-60CR | GSI-60IN-21 | 59.66 | 85.22 | NEW |  | NEW
Stud, Insulator Long 3/4" x 7.5" | 283-063-70606 |  | K-LINE | KLOP032C | L-S-ST-INS-3/4X7.5IN | 41.952 | 56.64 | 26.22 | 32.77 | 60%
POLYMER INSULATOR SPOOL GRAY "NEUTRAL SPOOL GRAY" | 283-342-24112 |  | HUBBELL | C9091032PG | INPOLYMERSPOOLGRAY | 2.6924 | 3.63 | 2.12 | 2.65 | 27%
FIBER GUY STRAIN ROD "Clevis" Fitting; with Roller, Clevis Pin & Cotter Pin 24" 16 kips | 283-342-72431 |  | HUBBELL | GS16024CC1 | ROD-GS-CL-24IN-16KIP | 30.8165 | 41.6 | 21.55 | 26.94 | 43%
FIBER GUY STRAIN ROD "Clevis" Fitting; with Roller, Clevis Pin & Cotter Pin 24" 16 kips | 283-342-72431 |  | MACLEAN | GCC15-24R | ROD-GS-CL-24IN-16KIP | 35.2066 | 47.53 | 24.62 | 30.77 | 43%
FIBER GUY STRAIN ROD "Clevis" Fitting; with Roller, Clevis Pin & Cotter Pin 54" 16 kips | 283-342-76031 |  | HUBBELL | GS16054CC1 | ROD-GS-CL-54IN-16KIP | 31.603 | 42.66 | 22.1 | 27.63 | 43%
FIBER GUY STRAIN ROD "Clevis" Fitting; with Roller, Clevis Pin & Cotter Pin 60" 16 kips | 283-342-76031 ALTERNATIVE |  | MACLEAN | GCC15-60R | ROD-GS-CL-60IN-16KIP | 42.3566 | 57.18 | 29.62 | 37.02 | 43%
FIBER GUY STRAIN ROD "Clevis" Fitting; with Roller, Clevis Pin & Cotter Pin 60" 16 kips | 283-342-76031 ALTERNATIVE |  | HUBBELL | GS16060CC1 | ROD-GS-CL-60IN-16KIP | 42.9 | 57.92 | 30 | 37.5 | 43%
5/8" CLAMPS FOR GROUND RODS |  |  | SOUTHERN GROUNDING | G5 | 5/8CLAMPS | 1.848 | 2.49 | 1.54 | 1.92 | 20%
5/8" CLAMPS FOR GROUND RODS |  |  | ALLIED | 2152 | 5/8CLAMPS | 4.0828 | 5.51 | 3.46 | 4.33 | 18%
5/8" CLAMPS FOR GROUND RODS |  |  | NEHRING | 945050000 | 5/8CLAMPS | 13.25 | 17.89 | 10.6 | 15 | 25%
5/8 x 8 Ft. Copper Clad Rod |  |  | SOUTHERN GROUNDING | C588 | 5/8X8GROUNDRODS | 15.972 | 21.56 | 13.31 | 16.63 | 20%
5/8 x 8 Ft. Copper Clad Rod |  |  | NEHRING | 941200000 | 5/8X8GROUNDRODS | 18.75 | 25.31 | 15 | 18 | 25%
Rod Armor AAC 397 | 283-117-72001 |  | HELICAL | AAR-534 | ARMROD-397 | 33.4995 | 45.22 | 29.13 | 36.42 | 15%
Rod Armor AAC 397 | 283-117-72001 |  | HUBBELL | AP8130 | ARMROD-397 | 50.5505 | 68.24 | 35.35 | 44.19 | 43%
line post stud 3/4" shank 1 13/16 length for steel KNOTS |  |  | POWERLINE | P25249.1 | LPS-3/4SH-113/16 | 3.7719 | 5.09 | 2.97 | 3.71 | 27%
ADAPTER THIMBLE LEAD 1 3/8 | 283-003-00838 |  | HUBBELL | 4257 | A-T-L-1 3/8 | 12.155 | 16.41 | 8.5 | 10.63 | 43%
ADAPTER TRANSFORMER #2 | 283-003-90302 |  | BURNDY | YE2R25 | AD-T-2 | 6.028 | 8.14 | 4.4 | 5.5 | 37%
ADAPTER TRANSFORMER #2 | 283-003-90302 |  | RICHARDS | APT7 | AD-T-2 | 5.811 | 7.84 | 3.9 | 4.88 | 49%
ADAPTER TRANSFORMER 1/0 | 283-003-90310 |  | BURNDY | YE25R25 | AD-T-1/0 | 6.028 | 8.14 | 4.4 | 5.5 | 37%
ADAPTER TRANSFORMER 1/0 | 283-003-90310 |  | RICHARDS | APT9 | AD-T-1/0 | 6.225 | 8.4 | 4.98 | 6.23 | 25%
ADAPTER TRANSFORMER 2/0 | 283-003-90320 |  | BURNDY | YE26R60 | AD-T-2/0 | 14.4535 | 19.51 | 10.55 | 13.19 | 37%
ADAPTER TRANSFORMER 4/0 | 283-003-90340 |  | BURNDY | YE28R60 | AD-T-4/0 | 15.7139 | 21.21 | 11.47 | 14.33 | 37%
ADAPTER TRANSFORMER 4/0 | 283-003-90340 |  | RICHARDS | APT-12 | AD-T-4/0 | 11.9908 | 16.19 | 9.67 | 12.08 | 24%
POLY 1” 35KV TIE TOP(STT) 342-35137 | 283-342-35137 |  | K-LINE | KL35STF | TIETOP-13/8IN-35KV | 121.1625 | 163.57 | 96.93 | 121.17 | 25%
POLY 1” 35KV TIE TOP(STT) 342-35137 | 283-342-35137 |  | K-LINE | KL35ST | TIETOP-1IN-35KV | 127.6197 | 172.29 | 98.93 | 123.67 | 29%
POLY 1” 35KV TIE TOP(STT) 342-35137 | 283-342-35137 |  | PREFORMED | IP-35-F1 | TIETOP-1IN-35KV | 25.7397 | 34.75 | 21.63 | 27.04 | 19%
POLY 1’’3/8 35KV TIE TOP(STX)342-35158 | 283-342-35158 |  | PREFORMED | IP-35-F2 | TIETOP-13/8IN-35KV | 25.7397 | 34.75 | 21.63 | 27.04 | 19%
CROSS-ARM PIN 1" | 283-454-10111 |  | HUBBELL | 883P | CAP-1 | 11.1826 | 15.1 | 7.82 | 9.77 | 43%
pin steel crossarm 1" | 283-454-10113 |  | HUBBELL | 887P | P-S-C-1 | 14.014 | 18.92 | 9.8 | 12.25 | 43%
pin pole top 12"- 1 3/8 ridge | 283-454-10122 |  | HUBBELL | RPH124 | P-P-T-12IN | 79.508 | 107.34 | 55.6 | 69.5 | 43%
7.0 Cubic Feet Polecrete Stabi | 283-012-00001 |  | BMK (POLECRETE) | KIT-000091 | 7CUB- POLECRETE | 145.6394 | 196.61 | 115.13 | 191.88 | 26.5%
10.0 Cubic Feet Polecrete stabi |  |  | BMK (POLECRETE) | P001008 | 10CUB-POLECRETE | 189.19 | 291.07 |  |  | new
CROSS-ARM FIBERGLASS 10FT | 283-182-50410 |  | PUPI | DA3000120E4B9X2 | CA-10-FIB | 517.5 | 698.63 | 450 | 562.5 | 15%
CROSS-ARM FIBERGLASS 10FT | 283-182-50410 |  | MACLEAN | PY10SD005-2E-SM | CA-10-FIB | 542.7565 | 732.72 | 379.55 | 474.44 | 43%
STANDOFF BRACKET FOR LINE POST INSULATOR Height: 9" Mounting Hole: 13/16" Width: 5" USES 5/8" BOLT | 283-310-00009 |  | HUBBELL | C2060009 | BRACK-LPS-9-13/16-9 | 76.3334 | 103.05 | 53.38 | 66.73 | 43%
BRACKET POST INSULATOR STAND OFF 9" USES 3/4" BOLT | 283-310-00009 |  | K-LINE | KLOP056 | BRACK-LPS-9-13/16-9 | 65.453 | 88.36 | 53.65 | 67.06 | 22%
STANDOFF BRACKET FOR LINE POST INSULATOR Height: 9" Mounting Hole: 15/16" Width: 10" | 283-310-00009 |  | HUGHES BROTHERS | B2025 | BRACK-LPS-9-15/16-9 | 167.505 | 226.13 | 111.67 | 139.58 | 50%
CLUSTER MOUNT Bracket 3 Phase Transformer | 283-310-00409 |  | Alumaform | 15M36 | TR-RACK-TR-MT-BANDED | 477.6705 | 644.86 | 353.83 | 442.29 | 35%
CLUSTER MOUNT Bracket 3 Phase Transformer | 283-310-00409 |  | Hubbell | C15M36 | TR-RACK-TR-MT-BANDED | 368.3966 | 497.34 | 257.62 | 322.02 | 43%
CUTOUT DOUBLE BRACKET 5/8" BOLT | 283-310-01126 |  | HUBBELL | C1HCA | B-D-COUTA | 57.7005 | 77.9 | 40.35 | 50.44 | 43%
CUTOUT DOUBLE BRACKET 5/8" BOLT | 283-310-01126 |  | ALUMAFORM | S1HCA | B-D-COUTA | 52.3395 | 70.66 | 38.77 | 48.46 | 35%
bracket equipment mount curve | 283-310-01325 |  | ALUMAFORM | R3CA-2C | B-EQ-MT-3 | 226.152 | 305.31 | 167.52 | 209.4 | 35%
Bracket Horizontal Standoff Long SINGLE PHASE FIBERGLASS FIBGLS(HOZ)SINGLE PHASE 342-65425 | 283-342-65425 |  | HUBBELL | 1SBH24H1 | BRACKET-HOR-SF | 94.1226 | 127.07 | 65.82 | 82.27 | 43%
Bracket Standoff SHORT Vertical FIBERGL (VER)1-PHASE 342-65426 | 283-342-65426 |  | HUBBELL | 1SBH24V1 | BRACKET-VERT-SF | 105.1479 | 141.95 | 73.53 | 91.92 | 43%
2-Position Cutout / Arrester Standoff Bracket w/ Hardware, 1.5X12" |  |  | HUBBELL | 1SBM12CTB | BRACKET-2POS-1.SX12IN | 75.2895 | 101.64 | 52.65 | 65.81 | 43%
3 phase term arrester mount 10 9 /16”x 24 3 /4” x 11” 3 9 /16” |  |  | ALUMAFORM | 51837 | BRACKRT | 121.5405 | 164.08 | 90.03 | 112.54 | 35%
DUCT A SEAL 4X6 | 283-594-00406 |  | SEAL A CON/ HUBBELL | M13903 | DAS-4X6 | OBSOLETE | #VALUE! | OBSOLETE | OBSOLETE | OBSOLETE
STAPLES, COPPER COAT 1/2/2X5/16X1 | 283-618-01801 |  | MACLEAN | J6494 | STAPLES, COPPER COAT | 0.6435 | 0.87 | 0.45 | 0.56 | 43%
STAPLES, COPPER COAT 1/2/2X5/16X1 | 283-618-01801 |  | ALLIED | 25007 | STAPLES, COPPER COAT | 0.118 | 0.16 | 0.1 | 0.13 | 18%
STAPLES, COPPER COAT 1/2/2X5/16X1 | 283-618-01801 |  | HUBBELL | C2050225 | STAPLES, COPPER COAT | 0.5291 | 0.71 | 0.37 | 0.46 | 43%
PUPI CROSS ARM (8FT ) |  |  | PUPI | TB2000-96-032 | 8FT-CROSS ARM | 217.5455 | 293.69 | 189.17 | 236.46 | 15%
6 FT LIGHT BRACKETS |  | NEW | LIGHT POLES PLUS | UM-S-CNT-BTP-1-000-GV-72 | LIGHTBRACKET-6FT | 334.2465 | 451.23 | 318.33 | 397.92 | 5%
6 FT LIGHT BRACKETS |  | NEW | Utlity Metals | .P200S060 | LIGHTBRACKET-6FT | 88.7211 | 119.77 | 75.83 | 94.79 | 17%
6 FT LIGHT BRACKETS |  | NEW | AWG | UM-S-CNT-BTP-1-000-GV-72 | LIGHTBRACKET-6FT | 57.4 | 77.49 | 41 | 51.25 | 40%
|  | NEW | SALCO | WP-125-6-A | LIGHTBRACKET-6FT | 68.004 | 91.81 | 56.67 | 70.83 | 20%
8 FT LIGHT BRACKET |  | NEW | LIGHT POLES PLUS | UM-S-CNT-BTP-1-000-GV-96 | LIGHTBRACKET-8FT | 428.7465 | 578.81 | 408.33 | 510.42 | 5%
8 FT LIGHT BRACKET |  | NEW | Utlity Metals | P200S080 | LIGHTBRACKET-8FT | 100.4211 | 135.57 | 85.83 | 107.29 | 17%
8 FT LIGHT BRACKET |  | NEW | AWG | UM-S-CNT-BTP-1-000-GV-96 | LIGHTBRACKET-8FT | 133 | 179.55 | 95 | 118.75 | 40%
8 FT LIGHT BRACKET |  | NEW | SALCO | WP-2-8-A | LIGHTBRACKET-8FT | 108 | 145.8 | 90 | 112.5 | 20%
Chain Link | 283-738-03808 |  | HUBBELL | LK60 | CH-LK-FS-60KLB-3.5IN | 16.7739 | 22.64 | 11.73 | 14.67 | 43%
Chain Link |  |  | HUBBELL | LK30 | CH-LK-FS-30KLB-3.5IN | 15.51 | 23.86 |  |  | NEW
SUPER 33 VINYL ELECTRICAL TAPE | 283-801-50133 |  | MORRIS | 60110 | V-T-3/4X66 | 4.3673 | 5.9 | 3.67 | 4.58 | 19%
GUY MARKER/ GUY GUARD 1 1/2" X 8' |  |  | HUBBELL | C0790263 | GUY-GUARD-11/2X8FT-Y | 25.2095 | 34.03 | 19.85 | 24.81 | 27%
GUY MARKER/ GUY GUARD 1 1/2" X 8' |  |  | ELECTRICAL MATERIALS | 70-7Y | GUY-GUARD-11/2X8FT-Y | 15.732 | 21.24 | 13.68 | 17.09 | 15%
EXPEDITED FREIGHT (for urgent delivery requirments)

## CONSIGNMENT MATERIAL
Consignment Material List
[5 empty] | UPDATED PRICING |  | ORIGINAL CONTRACT PRICING
Description | Stock Number | MANUFACTURER | Manufacturer Part Number | AWG PART NUMBER | REVISED AWG UNIT PRICE FOB FL | REVISED AWG UNIT PRICE (CIF) DELIVERED TO STX,STT,STJ | ORIGINAL CONTRACT AWG UNIT PRICE FOB FL | ORIGINAL AWG UNIT PRICE (CIF) DELIVERED TO STX,STT,STJ | PERCENTAGE INCREASE
#4 DUPLEX 500' COIL | 283-163-20400 | AWG | WHIPPET | A4-02SDX20 | 0.4719 | 0.64 | 0.33 | 0.4125 | 43%
#2 TRIPLEX XLP ALUM. CONDUCTOR COIL | 283-163-30200 | AWG | SHRIMP | A2-03SDX500 | 1.0153 | 1.37 | 0.71 | 0.8875 | 43%
LEDA 1/0 TRIPLEX ALUM. | 283-163-31000 | AWG | LEDA | A1/0-3SDX210 | 1.5301 | 2.07 | 1.07 | 1.3375 | 43%
2/0 TRIPLEX ALUM. | 283-163-32000 | AWG | DUNGENESE | A2/0-03SDX20 | 1.5015 | 2.03 | 1.05 | 1.3125 | 43%
1/0 QUAD SHETLAND | 283-163-41000 | AWG | SHETLAND | A1/0-04SDX20 | 1.7732 | 2.39 | 1.24 | 1.55 | 43%
QUADRUPLEX 2/0 ALUMINUM | 283-163-42000 | AWG | THOROUGHBRED | A2/0-04SDX20 | 2.3023 | 3.11 | 1.61 | 2.0125 | 43%
4/0 QUADRUPLEX ALUMINUM | 283-163-44000 | AWG | WALKING | A4/0-04SDX20 | 3.0316 | 4.09 | 2.12 | 2.65 | 43%
BARE ALUM 1/0 123. 3-7 AZUSA (6045' REEL ) | 283-153-02313 | AWG | AZUSA | A1/0-01BA02 | 0.4004 | 0.54 | 0.28 | 0.35 | 43%
155.4 (2/0 BARE ALUM. | 283-153-02000 | AWG | ANAHEIM | A2/0-01BA02 | 0.4719 | 0.64 | 0.33 | 0.4125 | 43%
WIRE BARE ALUM. 4/0 246.9 ALLIANCE | 283-153-04619 | AWG | ALLIANCE | A4/0-01BA02 | 1.1726 | 1.58 | 0.82 | 1.025 | 43%
WIRE BARE ALUM. CANTON 394.5 | 283-153-03919 | AWG | CANTON | A336.4-01BA02 | 1.0868 | 1.47 | 0.76 | 0.95 | 43%
WIRE BARE ALUM. CANNA 397.5 KCM | 283-153-03917 | AWG | CANNA | A397.5-01BA01 | 1.1726 | 1.58 | 0.82 | 1.025 | 43%
WIRE CABLE INSUL. CU #6 THNN | 283-097-13106 | AWG | E14891 | 6-01THHN00 | 0.884 | 1.19 | 0.52 | 0.65 | 70%
WIRE CABLE INSUL. CU. #2 THNN | 283-097-13102 | AWG | 2 AWG-7-600 | 2-01THHN00 | 2.0853 | 2.82 | 1.2267 | 1.5333 | 70%
WIRE CABLE INSUL. CU. 1/0-7 THNN | 283-097-13110 | AWG | 1/0 AWG-7-600 | 1/0-01THHN00 | 3.5133 | 4.74 | 2.0667 | 2.5833 | 70%
WIRE CABLE INSUL. CU. 2/0 THNN | 283-097-13120 | AWG | 2/0 AWG-7-600 |  | 3.9893 | 5.39 | 2.3467 | 2.9333 | 70%
WIRE CABLE INSUL. CU. 4/0 THNN | 283-097-13140 | AWG | 4/0 19 STR. E | 4/0-01THHN00 | 6.2333 | 8.42 | 3.6667 | 4.5833 | 70%
WIRE CABLE INSUL. CU. 250 THNN | 283-097-13125 | AWG | 250 MCM 37W |  | 7.4347 | 10.04 | 4.3733 | 5.4667 | 70%
WIRE CABLE INSUL. CU. 500 THNN | 283-097-13150 | AWG | 500 MCM |  | 14.7333 | 19.89 | 8.6667 | 10.8333 | 70%
WIRE INS. STRANDED BLACK 10 AWG C THHN THWN | 283-097-13010 | AWG | 10 AWG THHN | 10-01THHN00 | 0.391 | 0.53 | 0.23 | 0.2875 | 70%
WIRE INS. STRANDED WHITE 10 AWG C THHN THWN | 283-097-13011 | AWG | 10 AWG THHN | 10-01THHN03 | 0.391 | 0.53 | 0.23 | 0.2875 | 70%
1/0 HENRIX WIRE | 283-163-30100 |  | S0010PA25B3-00 |  | 1.914 | 2.58 | 1.1 | 1.375 | 74%
4/0 HENDRIX WIRE | 283-163-30401 |  |  |  | 2.6796 | 3.62 | 1.54 | 1.925 | 74%
397.5 HENDRIX WIRE |  |  |  |  | 3.654 | 4.93 | 2.1 | 2.625 | 74%
#4 SD BARE COPPER 200' REEL | 283-156-10402 | AWG | #4 AWG | 4-01BC700 | 1.02 | 1.38 | 0.66667 | 0.83333 | 53%
#6 HD BARE COPPER 1000' REEL | 283-156-10601 | AWG | #6 H/D | 6-01BC720 | 0.918 | 1.24 | 0.6 | 0.75 | 53%
#6 SD BARE COPPER 315' REEL | 283-156-10602 | AWG | #6 S/D | 6-01BC700 | 0.714 | 0.96 | 0.46667 | 0.58333 | 53%
#4 CCS SOLID STEEL COPPER 500FT | 283-156-10604 | AWG | 977200000 |  | 0.89467 | 1.21 | 0.73333 | 0.91667 | 22%
#6 CCS SOLID STEEL COPPER 500FT | 283-156-10606 | AWG | 977420000 | 6S-01CW | 0.671 | 0.91 | 0.55 | 0.6875 | 22%
7/16" EHS 500' COIL CLASS BEZINAL |  |  | *7/16GUY00 | 7/16GUY00 | 0.7434 | 1 | 0.59 | 0.7375 | 26%
BARE ALUM TIE WIRE #4AWG |  |  |  | A4S-01WSD | 0.204 | 0.28 | 0.12 | 0.15 | 70%
GUY WRAP 3/8" GALVANIZED STEEL 10M |  | HUBBELL | FWDE-1107 | GW-3/8 | 5.214 | 7.04 | 3.6462 | 4.5577 | 43%
GUY WRAP 3/8" GALVANIZED STEEL 10M |  | PLP | GDE-1107 | GW-3/8 | 4.3023 | 5.81 | 3.6154 | 4.5192 | 19%
GUY WRAP 3/8" GALVANIZED STEEL 10M |  | HELICAL | HG 210-3/8 | GW-3/8 | 3.9454 | 5.33 | 3.4308 | 4.2885 | 15%
GUY WRAP 3/8" STAINLESS STEEL 10M |  | HELICAL | HG 910-3/8 | GW-3/8-SS | 40.6923 | 54.93 | 35.3846 | 44.2308 | 15%
GUY WRAP 7/16" GALVANIZED STEEL 10M | 283-117-73216 | HUBBELL | FWDE1108 | GW-7/16 | 7.15 | 9.65 | 5 | 6.25 | 43%
GUY WRAP 7/16" GALVANIZED STEEL 10M | 283-117-73216 | PLP | GDE-1108 | GW-7/16 | 7.8937 | 10.66 | 6.6333 | 8.2917 | 19%
GUY WRAP 7/16" GALVANIZED STEEL 10M | 283-117-73216 | HELICAL | HG211-7/16 | GW-7/16 | 7.2538 | 9.79 | 6.3077 | 7.8846 | 15%
OPTION FOR 7/16 : GUY WRAP 7/16" STAINLESS STEEL 10M |  | HELICAL | HG911-7/16 | GW-7/16-SS | 61.9231 | 83.6 | 53.8462 | 67.3077 | 15%
Guy, Wire Dead End Automatic 9 Strand Vise 7/16" | 283-117-23016 | MACLEAN | 5203 | GW-DE-AU-9-SV-7/16 | 52.668 | 71.1 | 36.8308 | 46.0385 | 43%
Automatic Guy Wire Dead End 9 Strand Vise 7/16" | 283-117-23016 | HUBBELL | GDE5203 | GW-DE-AU-9-SV-7/16 | 44.198 | 59.67 | 30.9077 | 38.6346 | 43%
15KVA A or equivalent | 283-183-51513 | COOPER | LDB100A REPLACES S4BAP1A | S-C-15KV | 43.8385 | 59.18 | 31.5385 | 39.4231 | 39%
15KVA A or equivalent | 283-183-51513 | MACLEAN | SC15HG116-CD | S-C-15KV | 225.346 | 304.22 | 157.5846 | 196.9808 | 43%
15KVA A or equivalent | 283-183-51513 | HUBBELL | C710112P ALT CP710112P | S-C-15KV | 135.1475 | 182.45 | 106.4154 | 133.0192 | 27%
27KV or equivalent | 283-183-51519 | COOPER | LDC100A REPLACES X2KCBMA | S-C-27KV | 66.2923 | 89.49 | 47.6923 | 59.6154 | 39%
27KV or equivalent | 283-183-51519 | MACLEAN | SC27SG108-CD | S-C-27KV | 263.8922 | 356.25 | 184.54 | 230.675 | 43%
27KV or equivalent | 283-183-51519 | HUBBELL | C710211P ALT CP710 | S-C-27KV | 128.5494 | 173.54 | 101.22 | 126.525 | 27%
TYPE C 15KV or equivalent | 283-183-80115 | HUBBELL | T710-112T 100A | F-H-C-15KV | 40.64 | 54.86 | 32 | 40 | 27%
TYPE C 15KV or equivalent | 283-183-80115 | COOPER | S4BAP1A | F-H-C-15KV | 122.0883 | 164.82 | 87.8333 | 109.7917 | 39%
TYPE C 27KV or equivalent | 283-183-80127 | HUBBELL | T710-211T | F-H-C-27KV | 49.6603 | 67.04 | 39.1026 | 48.8782 | 27%
TYPE C 27KV or equivalent | 283-183-80127 | ABB | X2JCBNAM12 | F-H-C-27KV | 76.6282 | 103.45 | 55.1282 | 68.9103 | 39%
TYPE C 27KV or equivalent | 283-183-80127 | COOPER | S9D1P1A | F-H-C-27KV | 130.0897 | 175.62 | 93.5897 | 116.9872 | 39%
ARRESTER 10KV | 283-015-21010 | MACLEAN | ZHP010-0000100 | ARRESTER-10KV | 68.5971 | 92.61 | 47.97 | 59.97 | 43%
ARRESTER 10KV | 283-015-21010 | COOPER | UHS10070A1A1A1A | ARRESTER-10KV | 52.9269 | 71.45 | 38.0769 | 47.5962 | 39%
ARRESTER 18KV UHS18100A1A1A1A 15.3 MCOV | 283-015-21018 | HUBBELL | 2137157315 | ARRESTER 18KV | 76.0349 | 102.65 | 59.87 | 74.8375 | 27%
ARRESTER 18KV UHS18100A1A1A1A 15.3 MCOV | 283-015-21018 | MACLEAN | ZHP018-0000100 | ARRESTER 18KV | 79.2917 | 107.04 | 55.4487 | 69.3109 | 43%
ARRESTER 18KV UHS18100A1A1A1A 15.3 MCOV | 283-015-21018 | COOPER | UHS18100A1A1A1A | ARRESTER 18KV | 74.8462 | 101.04 | 53.8462 | 67.3077 | 39%
ARRESTER 27KV UHS27130A1A1A1A 27KV MCOV | 283-015-21027 | COOPER | UHS27130A1A1A1A | ARRESTER-27KV | 98.0128 | 132.32 | 70.5128 | 88.141 | 39%
175W COBRA HEAD FIXTURE | 283-390-17500 | no longer being used | OVZ17MWV3E4 | LIGHT-CH-175W | OBSOLETE | obsolete | 263.8889 | 329.8611
PHOTO CONTROL | 283-390-11521 | no longer being used | P120-1.0-PTW-BK | PHOTO-CONTROL | OBSOLETE | obsolete | 13 | 16.25
NXT 60M, 700mA, 120‐240Vac Universal, 7 PIN ANSI Receptacle, Gray Paint Finish Type 2ES Distribution, 4000K | 283-390-02400 |  | NXT‐60M‐0‐7‐2ES‐7‐GY‐3‐UL‐S‐2H | LED-LT-700MA-120-240 | 585.9912 | 791.09 | 527.92 | 659.9 | 11%
Extra Long life photocell | 283-390-11521 |  | LRL66145‐LF | ELF-PHOTO-CELL | 29.4668 | 39.78 | 26.5467 | 33.1833 | 11%
35FT CLASS 4 | 283-048-63520 | BRIDGEWELL |  | 35-4WPOLE | 259.4872 | 350.31 | 225.641 | 282.0513 | 15%
35FT CLASS 4 | 283-048-63520 | GULF |  | 35-4WPOLE | 298.9231 | 403.55 | 223.0769 | 278.8462 | 34%
45FT CLASS 2 | 283-048-64520 | BRIDGEWELL |  | 45-2WPOLE | 530.7692 | 716.54 | 461.5385 | 576.9231 | 15%
45FT CLASS 2 | 283-048-64520 | GULF |  | 45-2WPOLE | 684.6154 | 924.23 | 570.5128 | 713.141 | 20%
55FT CLASS 2 | 283-048-65520 | BRIDGEWELL |  | 55-2WPOLE | 734.2308 | 991.21 | 638.4615 | 798.0769 | 15%
55FT CLASS 2 | 283-048-65520 | GULF |  | 55-2WPOLE | 906.7308 | 1224.09 | 788.4615 | 985.5769 | 15%
Transformer 10KVA 7.960 KV 120/240 |  | ABB |  | TR-13.8/7.9-10KVA | 2137.8205 | 2886.06 | 1710.2564 | 1667.5 | 25%
Transformer 10KVA 7.960 KV 120/240 |  | ABB/PPI | B8112C10ZZT12N1 | TR-13.8/7.9-10KVA | 59.0341 | 79.7 | 47.2273 | 59.0341 | 25%
Transformer 10KVA 7.960 KV 120/240 |  | COOPER |  | TR-13.8/7.9-10KVA | 1238.4615 | 1671.92 | 1032.0513 | 1290.0641 | 20%
Transformer 15KVA 7.960 KV120/240 |  | ABB |  | TR-P-120/240-15KVA | 1791.6667 | 2418.75 | 1433.3333 | 1397.5 | 25%
Transformer 15KVA 7.960 KV120/240 |  | ABB/PPI | B8112C15ZZT12N1 | TR-P-120/240-15KVA | 1828.5256 | 2468.51 | 1462.8205 | 1828.5256 | 25%
Transformer 15KVA 7.960 KV120/240 |  | COOPER |  | TR-P-120/240-15KVA | 1360 | 1836 | 1133.3333 | 1416.6667 | 20%
Transformer 25KVA 7.960 KV 120/240 |  | ABB |  | TR-P-120/240-25KVA | 1865.3846 | 2518.27 | 1492.3077 | 1455 | 25%
Transformer 25KVA 7.960 KV 120/240 |  | ABB/PPI | B8112C25ZZT12N1 | TR-P-120/240-25KVA | 1903.8462 | 2570.19 | 1523.0769 | 1903.8462 | 25%
Transformer 25KVA 7.960 KV 120/240 |  | COOPER |  | TR-P-120/240-25KVA | 1607.6923 | 2170.38 | 1339.7436 | 1674.6795 | 20%
Transformer 37.5KVA 7.960 KV 120/240 |  | ABB |  | TR-P-120/240-37.5KVA | 2051.2821 | 2769.23 | 1641.0256 | 1600 | 25%
Transformer 37.5KVA 7.960 KV 120/240 |  | ABB/PPI | B8112C37ZZT12N1 | TR-P-120/240-37.5KVA | 2094.5513 | 2827.64 | 1675.641 | 2094.5513 | 25%
Transformer 37.5KVA 7.960 KV 120/240 |  | COOPER |  | TR-P-120/240-37.5KVA | 1884.6154 | 2544.23 | 1570.5128 | 1963.141 | 20%
Transformer 50KVA 7.960 KV 120/240 |  | ABB |  | TR-P-120/240-50KVA | 2375 | 3206.25 | 1900 | 1852.5 | 25%
Transformer 50KVA 7.960 KV 120/240 |  | ABB/PPI | B8112C50ZZT12N1 | TR-P-120/240-50KVA | 2424.6795 | 3273.32 | 1939.7436 | 2424.6795 | 25%
Transformer 50KVA 7.960 KV 120/240 |  | COOPER |  | TR-P-120/240-50KVA | 2287.6923 | 3088.38 | 1906.4103 | 2383.0128 | 20%
Transformer 75KVA 7.960 KV 120/240 |  | ABB |  | TR-P-120/240-75KVA | 2991.9872 | 4039.18 | 2393.5897 | 2333.75 | 25%
Transformer 75KVA 7.960 KV 120/240 |  | ABB/PPI | B8112C75ZZT12N1 | TR-P-120/240-75KVA | 3054.4872 | 4123.56 | 2443.5897 | 3054.4872 | 25%
Transformer 75KVA 7.960 KV 120/240 |  | COOPER |  | TR-P-120/240-75KVA | 3381.5385 | 4565.08 | 2817.9487 | 3522.4359 | 20%
Transformer 100KVA 7.960 KV 120/240 |  | ABB |  | TR-P-120/240-100 | 5320.5128 | 7182.69 | 4256.4103 | 4150 | 25%
Transformer 100KVA 7.960 KV 120/240 |  | ABB/PPI | B8112C99ZZT12N1 | TR-P-120/240-100 | 5429.4872 | 7329.81 | 4343.5897 | 5429.4872 | 25%
Transformer 100KVA 7.960 KV 120/240 |  | COOPER |  | TR-P-120/240-100 | 4807.6923 | 6490.38 | 4006.4103 | 5008.0128 | 20%
Transformer 10KVA 7.960 KV 240/480 |  | ABB |  | TR-P-240/480-10KVA | 1647.4359 | 2224.04 | 1317.9487 | 1285 | 25%
Transformer 10KVA 7.960 KV 240/480 |  | ABB/PPI | B8122C10ZZT12N1 | TR-P-240/480-10KVA | 1681.0897 | 2269.47 | 1344.8718 | 1681.0897 | 25%
Transformer 10KVA 7.960 KV 240/480 |  | COOPER |  | TR-P-240/480-10KVA | 1323.0769 | 1786.15 | 1102.5641 | 1378.2051 | 20%
Transformer 15KVA 7.960 KV 240/480 |  | ABB |  | TR-P-240/480-15KVA | 1846.1538 | 2492.31 | 1476.9231 | 1440 | 25%
Transformer 15KVA 7.960 KV 240/480 |  | ABB/PPI | B8122C15ZZT12N1 | TR-P-240/480-15KVA | 1884.6154 | 2544.23 | 1507.6923 | 1884.6154 | 25%
Transformer 15KVA 7.960 KV 240/480 |  | COOPER |  | TR-P-240/480-15KVA | 1461.5385 | 1973.08 | 1217.9487 | 1522.4359 | 20%
Transformer 25KVA 7.960 KV 240/480 |  | ABB |  | TR-P-240/480-25KVA | 2017.6282 | 2723.8 | 1614.1026 | 1573.75 | 25%
Transformer 25KVA 7.960 KV 240/480 |  | ABB/PPI | B8122C25ZZT12N1 | TR-P-240/480-25KVA | 2059.2949 | 2780.05 | 1647.4359 | 2059.2949 | 25%
Transformer 25KVA 7.960 KV 240/480 |  | COOPER |  | TR-P-240/480-25KVA | 1661.5385 | 2243.08 | 1384.6154 | 1730.7692 | 20%
Transformer 37.5KVA 7.960 KV 240/480 |  | ABB |  | TR-P-240/480-37.5KVA | 2160.2564 | 2916.35 | 1728.2051 | 1685 | 25%
Transformer 37.5KVA 7.960 KV 240/480 |  | ABB/PPI | B8122C37ZZT12N1 | TR-P-240/480-37.5KVA | 2205.1282 | 2976.92 | 1764.1026 | 2205.1282 | 25%
Transformer 37.5KVA 7.960 KV 240/480 |  | COOPER |  | TR-P-240/480-37.5KVA | 1869.2308 | 2523.46 | 1557.6923 | 1947.1154 | 20%
Transformer 50KVA 7.960 KV 240/480 |  | ABB |  | TR-P-240/480-50KVA | 2336.5385 | 3154.33 | 1869.2308 | 1822.5 | 25%
Transformer 50KVA 7.960 KV 240/480 |  | ABB/PPI | B8122C50ZZT12N1 | TR-P-240/480-50KVA | 2384.6154 | 3219.23 | 1907.6923 | 2384.6154 | 25%
Transformer 50KVA 7.960 KV 240/480 |  | COOPER |  | TR-P-240/480-50KVA | 2223.0769 | 3001.15 | 1852.5641 | 2315.7051 | 20%
Transformer 75KVA 7.960 KV 240/480 |  | ABB |  | TR-P-240/480-75KVA | 2921.4744 | 3943.99 | 2337.1795 | 2278.75 | 25%
Transformer 75KVA 7.960 KV 240/480 |  | ABB/PPI | B8122C75ZZT12N1 | TR-P-240/480-75KVA | 2982.3718 | 4026.2 | 2385.8974 | 2982.3718 | 25%
Transformer 75KVA 7.960 KV 240/480 |  | COOPER |  | TR-P-240/480-75KVA | 3158.4615 | 4263.92 | 2632.0513 | 3290.0641 | 20%
Transformer 100KVA 7.960 KV 240/480 |  | ABB |  | TR-P-240/480-14.4-99 | 4429.4872 | 5979.81 | 3543.5897 | 3455 | 25%
Transformer 100KVA 7.960 KV 240/480 |  | ABB/PPI | B8122C99ZZT12N1 | TR-P-240/480-14.4-99 | 4520.8333 | 6103.13 | 3616.6667 | 4520.8333 | 25%
Transformer 100KVA 7.960 KV 240/480 |  | COOPER |  | TR-P-240/480-14.4-99 | 4576.9231 | 6178.85 | 3814.1026 | 4767.6282 | 20%
Transformer 10KVA 7.960 KV 277/480 |  | ABB |  | TR-P-277/480-10KVA | 1589.7436 | 2146.15 | 1271.7949 | 1240 | 25%
Transformer 10KVA 7.960 KV 277/480 |  | ABB/PPI | B8152C10ZZT12N1 | TR-P-277/480-10KVA | 1623.3974 | 2191.59 | 1298.7179 | 1623.3974 | 25%
Transformer 10KVA 7.960 KV 277/480 |  | COOPER |  | TR-P-277/480-10KVA | 1215.3846 | 1640.77 | 1012.8205 | 1266.0256 | 20%
Transformer 15KVA 7.960 KV 277/480 |  | ABB |  | TR-P-277/480-15KVA | 1774.0385 | 2394.95 | 1419.2308 | 1383.75 | 25%
Transformer 15KVA 7.960 KV 277/480 |  | ABB/PPI | B8152C15ZZT12N1 | TR-P-277/480-15KVA | 1810.8974 | 2444.71 | 1448.7179 | 1810.8974 | 25%
Transformer 15KVA 7.960 KV 277/480 |  | COOPER |  | TR-P-277/480-15KVA | 1343.0769 | 1813.15 | 1119.2308 | 1399.0385 | 20%
Transformer 25KVA 7.960 KV 277/480 |  | ABB |  | TR-P-277/480-25KVA | 1854.1667 | 2503.13 | 1483.3333 | 1446.25 | 25%
Transformer 25KVA 7.960 KV 277/480 |  | ABB/PPI | B8152C25ZZT12N1 | TR-P-277/480-25KVA | 1892.6282 | 2555.05 | 1514.1026 | 1892.6282 | 25%
Transformer 25KVA 7.960 KV 277/480 |  | COOPER |  | TR-P-277/480-25KVA | 1563.0769 | 2110.15 | 1302.5641 | 1628.2051 | 20%
Transformer 37.5KVA 7.960 KV 277/480 |  | ABB |  | TR-P-277/480-37.5KVA | 2041.6667 | 2756.25 | 1633.3333 | 1592.5 | 25%
Transformer 37.5KVA 7.960 KV 277/480 |  | ABB/PPI | B8152C37ZZT12N1 | TR-P-277/480-37.5KVA | 2083.3333 | 2812.5 | 1666.6667 | 2083.3333 | 25%
Transformer 37.5KVA 7.960 KV 277/480 |  | COOPER |  | TR-P-277/480-37.5KVA | 1807.6923 | 2440.38 | 1506.4103 | 1883.0128 | 20%
Transformer 50KVA 7.960 KV 277/480 |  | ABB |  | TR-P-277/480-50KVA | 2230.7692 | 3011.54 | 1784.6154 | 1740 | 25%
Transformer 50KVA 7.960 KV 277/480 |  | ABB/PPI | B8152C50ZZT12N1 | TR-P-277/480-50KVA | 2286.859 | 3087.26 | 1829.4872 | 2286.859 | 25%
Transformer 50KVA 7.960 KV 277/480 |  | COOPER |  | TR-P-277/480-50KVA | 2176.9231 | 2938.85 | 1814.1026 | 2267.6282 | 20%
Transformer 75KVA 7.960 KV 277/480 |  | ABB |  | TR-P-277/480-75KVA | 2879.8077 | 3887.74 | 2303.8462 | 2246.25 | 25%
Transformer 75KVA 7.960 KV 277/480 |  | ABB/PPI | B8152C75ZZT12N1 | TR-P-277/480-75KVA | 2939.1026 | 3967.79 | 2351.2821 | 2939.1026 | 25%
Transformer 75KVA 7.960 KV 277/480 |  | COOPER |  | TR-P-277/480-75KVA | 3050.7692 | 4118.54 | 2542.3077 | 3177.8846 | 20%
Transformer 100KVA 7.960 KV 277/480 |  | ABB |  | TR-P-277/480-100KVA | 5182.6923 | 6996.63 | 4146.1538 | 4042.5 | 25%
Transformer 100KVA 7.960 KV 277/480 |  | ABB/PPI | B8152C99ZZT12N1 | TR-P-277/480-100KVA | 5288.4615 | 7139.42 | 4230.7692 | 5288.4615 | 25%
Transformer 100KVA 7.960 KV 277/480 |  | COOPER |  | TR-P-277/480-100KVA | 4384.6154 | 5919.23 | 3653.8462 | 4567.3077 | 20%
Transformer 10KVA 14.4 KV 120/240 |  | ABB |  | TR-P-120/240-10KVA | 1892.6282 | 2555.05 | 1514.1026 | 1476.25 | 25%
Transformer 10KVA 14.4 KV 120/240 |  | ABB/PPI | B1912C10ZZT12N1 | TR-P-120/240-10KVA | 1932.6923 | 2609.13 | 1546.1538 | 1932.6923 | 25%
Transformer 10KVA 14.4 KV 120/240 |  | COOPER |  | TR-P-120/240-10KVA | 1330.7692 | 1796.54 | 1108.9744 | 1386.2179 | 20%
Transformer 15KVA 14.4 KV 120/240 |  | ABB |  | TR-P-120/240-14.4-15 | 2120.1923 | 2862.26 | 1696.1538 | 1653.75 | 25%
Transformer 15KVA 14.4 KV 120/240 |  | ABB/PPI | B1912C15ZZT12N1 | TR-P-120/240-14.4-15 | 2163.4615 | 2920.67 | 1730.7692 | 2163.4615 | 25%
Transformer 15KVA 14.4 KV 120/240 |  | COOPER |  | TR-P-120/240-14.4-15 | 1441.5385 | 1946.08 | 1201.2821 | 1501.6026 | 20%
Transformer 25KVA 14.4 KV 120/240 |  | ABB |  | TR-P-120/240-14.4-25 | 2158.6538 | 2914.18 | 1726.9231 | 1683.75 | 25%
Transformer 25KVA 14.4 KV 120/240 |  | ABB/PPI | B1912C25ZZT12N1 | TR-P-120/240-14.4-25 | 2203.5256 | 2974.76 | 1762.8205 | 2203.5256 | 25%
Transformer 25KVA 14.4 KV 120/240 |  | COOPER |  | TR-P-120/240-14.4-25 | 1678.4615 | 2265.92 | 1398.7179 | 1748.3974 | 20%
Transformer 37.5KVA 14.4 KV 120/240 |  | ABB |  | TR-P-120/240-14.4-37 | 2315.7051 | 3126.2 | 1852.5641 | 1806.25 | 25%
Transformer 37.5KVA 14.4 KV 120/240 |  | ABB/PPI | B1912C37ZZT12N1 | TR-P-120/240-14.4-37 | 2363.7821 | 3191.11 | 1891.0256 | 2363.7821 | 25%
Transformer 37.5KVA 14.4 KV 120/240 |  | COOPER |  | TR-P-120/240-14.4-37 | 1961.5385 | 2648.08 | 1634.6154 | 2043.2692 | 20%
Transformer 50KVA 14.4 KV 120/240 |  | ABB |  | TR-P-120/240-14.4-50 | 2509.6154 | 3387.98 | 2007.6923 | 1957.5 | 25%
Transformer 50KVA 14.4 KV 120/240 |  | ABB/PPI | B1912C50ZZT12N1 | TR-P-120/240-14.4-50 | 2560.8974 | 3457.21 | 2048.7179 | 2560.8974 | 25%
Transformer 50KVA 14.4 KV 120/240 |  | COOPER |  | TR-P-120/240-14.4-50 | 2381.5385 | 3215.08 | 1984.6154 | 2480.7692 | 20%
Transformer 75KVA 14.4 KV 120/240 |  | ABB |  | TR-P-120/240-14.4-75 | 3184.2949 | 4298.8 | 2547.4359 | 2483.75 | 25%
Transformer 75KVA 14.4 KV 120/240 |  | ABB/PPI | B1912C75ZZT12N1 | TR-P-120/240-14.4-75 | 3250 | 4387.5 | 2600 | 3250 | 25%
Transformer 75KVA 14.4 KV 120/240 |  | COOPER |  | TR-P-120/240-14.4-75 | 3427.6923 | 4627.38 | 2856.4103 | 3570.5128 | 20%
Transformer 100KVA 14.4 KV 120/240 |  | ABB |  | TR-P-120/240-14.4-00 | 4719.5513 | 6371.39 | 3775.641 | 3681.25 | 25%
Transformer 100KVA 14.4 KV 120/240 |  | ABB/PPI | B1912C99ZZT12N1 | TR-P-120/240-14.4-00 | 4346.1538 | 5867.31 | 3476.9231 | 4346.1538 | 25%
Transformer 100KVA 14.4 KV 120/240 |  | COOPER |  | TR-P-120/240-14.4-00 | 4943.0769 | 6673.15 | 4119.2308 | 5149.0385 | 20%
Transformer 10KVA 14.4 KV 240/480 |  | ABB |  | TR-P-240/480-14.4-10 | 1932.6923 | 2609.13 | 1546.1538 | 1507.5 | 25%
Transformer 10KVA 14.4 KV 240/480 |  | ABB/PPI | B1922C10ZZT12N1 | TR-P-240/480-14.4-10 | 1972.7564 | 2663.22 | 1578.2051 | 1972.7564 | 25%
Transformer 10KVA 14.4 KV 240/480 |  | COOPER |  | TR-P-240/480-14.4-10 | 1415.3846 | 1910.77 | 1179.4872 | 1474.359 | 20%
Transformer 15KVA 14.4 KV 240/480 |  | ABB |  | TR-P-240/480-14.4-15 | 2144.2308 | 2894.71 | 1715.3846 | 1672.5 | 25%
Transformer 15KVA 14.4 KV 240/480 |  | ABB/PPI | B1922C15ZZT12N1 | TR-P-240/480-14.4-15 | 2189.1026 | 2955.29 | 1751.2821 | 2189.1026 | 25%
Transformer 15KVA 14.4 KV 240/480 |  | COOPER |  | TR-P-240/480-14.4-15 | 1500 | 2025 | 1250 | 1562.5 | 20%
Transformer 25KVA 14.4 KV 240/480 |  | ABB |  | TR-P-240/480-14.4-25 | 2169.8718 | 2929.33 | 1735.8974 | 1692.5 | 25%
Transformer 25KVA 14.4 KV 240/480 |  | ABB/PPI | B1922C25ZZT12N1 | TR-P-240/480-14.4-25 | 2214.7436 | 2989.9 | 1771.7949 | 2214.7436 | 25%
Transformer 25KVA 14.4 KV 240/480 |  | COOPER |  | TR-P-240/480-14.4-25 | 1715.3846 | 2315.77 | 1429.4872 | 1786.859 | 20%
Transformer 37.5KVA 14.4 KV 240/480 |  | ABB |  | TR-P-240/480-14.4-37 | 2365.3846 | 3193.27 | 1892.3077 | 1845 | 25%
Transformer 37.5KVA 14.4 KV 240/480 |  | ABB/PPI | B1922C37ZZT12N1 | TR-P-240/480-14.4-37 | 2415.0641 | 3260.34 | 1932.0513 | 2415.0641 | 25%
Transformer 37.5KVA 14.4 KV 240/480 |  | COOPER |  | TR-P-240/480-14.4-37 | 1961.5385 | 2648.08 | 1634.6154 | 2043.2692 | 20%
Transformer 50KVA 14.4 KV 240/480 |  | ABB |  | TR-P-240/480-14.4-50 | 2496.7949 | 3370.67 | 1997.4359 | 1947.5 | 25%
Transformer 50KVA 14.4 KV 240/480 |  | ABB/PPI | B1922C50ZZT12N1 | TR-P-240/480-14.4-50 | 2548.0769 | 3439.9 | 2038.4615 | 2548.0769 | 25%
Transformer 50KVA 14.4 KV 240/480 |  | COOPER |  | TR-P-240/480-14.4-50 | 2332.3077 | 3148.62 | 1943.5897 | 2429.4872 | 20%
Transformer 75KVA 14.4 KV 240/480 |  | ABB |  | TR-P-240/480-14.4-75 | 3113.7821 | 4203.61 | 2491.0256 | 2428.75 | 25%
Transformer 75KVA 14.4 KV 240/480 |  | ABB/PPI | B1922C75ZZT12N1 | TR-P-240/480-14.4-75 | 3177.8846 | 4290.14 | 2542.3077 | 3177.8846 | 25%
Transformer 75KVA 14.4 KV 240/480 |  | COOPER |  | TR-P-240/480-14.4-75 | 3196.9231 | 4315.85 | 2664.1026 | 3330.1282 | 20%
Transformer 100KVA 14.4 KV 240/480 |  | ABB |  | TR-P-240/480-14.4-99 | 4121.7949 | 5564.42 | 3297.4359 | 3215 | 25%
Transformer 100KVA 14.4 KV 240/480 |  | ABB/PPI | B1922C99ZZT12N1 | TR-P-240/480-14.4-99 | 4206.7308 | 5679.09 | 3365.3846 | 4206.7308 | 25%
Transformer 100KVA 14.4 KV 240/480 |  | COOPER |  | TR-P-240/480-14.4-99 | 4723.0769 | 6376.15 | 3935.8974 | 4919.8718 | 20%
Transformer 10KVA 14.4 KV 277/480 |  | ABB |  | TR-P-277/480-14.4-10 | 2003.2051 | 2704.33 | 1602.5641 | 1562.5 | 25%
Transformer 10KVA 14.4 KV 277/480 |  | ABB/PPI | B1952C10ZZT12N1 | TR-P-277/480-14.4-10 | 2044.8718 | 2760.58 | 1635.8974 | 2044.8718 | 25%
Transformer 10KVA 14.4 KV 277/480 |  | COOPER |  | TR-P-277/480-14.4-10 | 1312.3077 | 1771.62 | 1093.5897 | 1366.9872 | 20%
Transformer 15KVA 14.4 KV 277/480 |  | ABB |  | TR-P-277/480-14.4-15 | 2097.7564 | 2831.97 | 1678.2051 | 1636.25 | 25%
Transformer 15KVA 14.4 KV 277/480 |  | ABB/PPI | B1952C15ZZT12N1 | TR-P-277/480-14.4-15 | 2141.0256 | 2890.38 | 1712.8205 | 2141.0256 | 25%
Transformer 15KVA 14.4 KV 277/480 |  | COOPER |  | TR-P-277/480-14.4-15 | 1423.0769 | 1921.15 | 1185.8974 | 1482.3718 | 20%
Transformer 25KVA 14.4 KV 277/480 |  | ABB |  | TR-P-277/480-14.4-25 | 2100.9615 | 2836.3 | 1680.7692 | 1638.75 | 25%
Transformer 25KVA 14.4 KV 277/480 |  | ABB/PPI | B1952C25ZZT12N1 | TR-P-277/480-14.4-25 | 2144.2308 | 2894.71 | 1715.3846 | 2144.2308 | 25%
Transformer 25KVA 14.4 KV 277/480 |  | COOPER |  | TR-P-277/480-14.4-25 | 1650.7692 | 2228.54 | 1375.641 | 1719.5513 | 20%
Transformer 37.5KVA 14.4 KV 277/480 |  | ABB |  | TR-P-277/480-14.4-37 | 2259.6154 | 3050.48 | 1807.6923 | 1762.5 | 25%
Transformer 37.5KVA 14.4 KV 277/480 |  | ABB/PPI | B1952C37ZZT12N1 | TR-P-277/480-14.4-37 | 2306.0897 | 3113.22 | 1844.8718 | 2306.0897 | 25%
Transformer 37.5KVA 14.4 KV 277/480 |  | COOPER |  | TR-P-277/480-14.4-37 | 1889.2308 | 2550.46 | 1574.359 | 1967.9487 | 20%
Transformer 50KVA 14.4 KV 277/480 |  | ABB |  | TR-P-277/480-14.4-50 | 2439.1026 | 3292.79 | 1951.2821 | 1902.5 | 25%
Transformer 50KVA 14.4 KV 277/480 |  | ABB/PPI | B1952C50ZZT12N1 | TR-P-277/480-14.4-50 | 2490.3846 | 3362.02 | 1992.3077 | 2490.3846 | 25%
Transformer 50KVA 14.4 KV 277/480 |  | COOPER |  | TR-P-277/480-14.4-50 | 2293.8462 | 3096.69 | 1911.5385 | 2389.4231 | 20%
Transformer 75KVA 14.4 KV 277/480 |  | ABB |  | TR-P-277/480-14.4-75 | 3043.2692 | 4108.41 | 2434.6154 | 2373.75 | 25%
Transformer 75KVA 14.4 KV 277/480 |  | ABB/PPI | B1952C75ZZT12N1 | TR-P-277/480-14.4-75 | 3105.7692 | 4192.79 | 2484.6154 | 3105.7692 | 25%
Transformer 75KVA 14.4 KV 277/480 |  | COOPER |  | TR-P-277/480-14.4-75 | 3100 | 4185 | 2583.3333 | 3229.1667 | 20%
Transformer 100KVA 14.4 KV 277/480 |  | ABB |  | TR-P-277/480-14.4-99 | 4466.3462 | 6029.57 | 3573.0769 | 3483.75 | 25%
Transformer 100KVA 14.4 KV 277/480 |  | ABB/PPI | B1952C99ZZT12N1 | TR-P-277/480-14.4-99 | 4557.6923 | 6152.88 | 3646.1538 | 4557.6923 | 25%
Transformer 100KVA 14.4 KV 277/480 |  | COOPER |  | TR-P-277/480-14.4-99 | 4520 | 6102 | 3766.6667 | 4708.3333 | 20%
Description | Stock Number | MANUFACTURER | Part Number | AWG PART NUMBER | REVISED AWG UNIT PRICE FOB FL | #VALUE! | AWG UNIT PRICE |  | PERCENTAGE INCREASE
Cable Adpters 1/0 cables |  | TE | ELB-15/28-600-CA-C(B10) and ELB-15/28-600-CA-D(B10) |  | 47.2543 | 63.79 | 42.5714 | 53.2143 | 11%
Cable Adpters 750 kcmil cable |  | TE | ELB-15/28-600-CA-H(B10 and ELB-15/28-600-CA-J |  | 47.2543 | 63.79 | 42.5714 | 53.2143 | 11%
Mounting Bracket MB-4 | 283-900-10024 | TE | BRKT-2-SS(B10) |  | 29.3199 | 39.58 | 26.4143 | 33.0179 | 11%
Mounting Bracket MB-5 | 283-900-10025 | TE | BRKT-3-SS |  | 33.3793 | 45.06 | 30.0714 | 37.5893 | 11%
25/28 KV QT-III Cold Shrink Terminators (2-4/0) @3/kit 1/0 CU/AL Crimp lugs | 283-900-10028 | TE | CSTO-282J-CL2 (X3) |  | 78.3977 | 105.84 | 70.6286 | 88.2857 | 11%
25/28KV QT-III Cold Shrink Terminator (250-800) @3/kit | 283-900-00099 | TE | CSTO-284J (X3) |  | 106.6234 | 143.94 | 96.0571 | 120.0714 | 11%
25 KV PCT Terminators with rod (1/0 al / cu) ea | 283-900-00098 | HUBBELL | 625SK52 |  | 48.5996 | 65.61 | 33.9857 | 42.4821 | 43%
Wire pulling lube Gel (5 gal pale) | 283-900-00115 | Klein | 51018 |  | 79.7657 | 107.68 | 72.5143 | 90.6429 | 10%
Cold Shrink 25kv Cable Sealing Kit (1/0-750) @ 10/case | 283-900-11019 | TE | ELB-600-CES-1(B3) and ELB-600-CES-2(B3) |  | 29.4467 | 39.75 | 26.5286 | 33.1607 | 11%
Cold Shrink Shield Adapter Kit (1/0-750mcm)@ 10/case | 283-900-11021 | TE | ELB-35-600-GRD1 and ELB-35-600-GRD2 |  | 34.0453 | 45.96 | 30.6714 | 38.3393 | 11%
200amp 15 KV loadbreak Elbow w/test pt (1/0) ea | 283-900-00107 | TE | ELB-15-210B10 |  | 37.4546 | 50.56 | 33.7429 | 42.1786 | 11%
200amp 15 KV loadbreak Elbow w/test pt (1/0) ea | 283-900-00107 | COOPER | Catalog LE215XX06T ( final part number to be finalized once diameter over insulation is provided) |  | 77.1429 | 104.14 | 64.2857 | 80.3571 | 20%
200amp 25 KV loadbreak Elbow w/test pt (1/0) ea | 283-900-00105 | TE | ELB-25-210BB10 |  | 55.1511 | 74.45 | 49.6857 | 62.1071 | 11%
200amp 25 KV loadbreak Elbow w/test pt (1/0) ea | 283-900-00105 | COOPER | Catalog LE225CC06TX (final part number to be finalized once diameter over insulation is provided) |  | 85.7143 | 115.71 | 71.4286 | 89.2857 | 20%
200amp 15/25 KV deadbreak Elbow (1/0) ea | 283-900-00104 | COOPER | Catalog DE225XX06T (final part number to be finalized once diameter over insulation is provided) |  | 325.7143 | 439.71 | 271.4286 | 339.2857 | 20%
600amp 15/25KV dead break elbow terminators: | 283-900-10065 | TE | ELB-15/28-610C10 |  | 143.7767 | 194.1 | 129.5286 | 161.9107 | 11%
600amp 15/25KV dead break elbow terminators: | 283-900-10065 | COOPER | Catalog BT625XXXXA1T (final part number to be finalized once diameter over insulation is provided) |  | 291.4286 | 393.43 | 242.8571 | 303.5714 | 20%
600amp 15/25KV dead break elbow terminators: | 283-900-10066 | TE | ELB-15/28-610H750 |  | 143.7767 | 194.1 | 129.5286 | 161.9107 | 11%
600amp 15/25KV dead break elbow terminators: | 283-900-10066 | COOPER | Catalog BT625XXXXA1T (final part number to be finalized once diameter over insulation is provided) |  | 291.4286 | 393.43 | 242.8571 | 303.5714 | 20%
600amp 15/25KV dead break elbow terminators: | 283-900-10067 | TE | ELB-15/28-610D10 |  | 143.7767 | 194.1 | 129.5286 | 161.9107 | 11%
600amp 15/25KV dead break elbow terminators: | 283-900-10067 | COOPER | Catalog BT625XXXXA1T (final part number to be finalized once diameter over insulation is provided) |  | 291.4286 | 393.43 | 242.8571 | 303.5714 | 20%
600amp 15/25KV dead break elbow terminators: | 283-900-10068 | TE | ELB-15/28-610J750 |  | 143.7767 | 194.1 | 129.5286 | 161.9107 | 11%
600amp 15/25KV dead break elbow terminators: | 283-900-10068 | COOPER | Catalog BT625XXXXA1T (final part number to be finalized once diameter over insulation is provided) |  | 291.4286 | 393.43 | 242.8571 | 303.5714 | 20%
600amp 15/25KV dead break elbow terminators: | 283-900-10069 | TE | ELB-15/28-610J750 |  | 143.7767 | 194.1 | 129.5286 | 161.9107 | 11%
600amp 15/25KV dead break elbow terminators: | 283-900-10069 | COOPER | Catalog BT625XXXXA1T (final part number to be finalized once diameter over insulation is provided) |  | 291.4286 | 393.43 | 242.8571 | 303.5714 | 20%
15 KV Fused loadbreak Elbow (1/0) ea | 283-900-00094 | COOPER | Catalog LFEP215TFECX06AT (final part number to be finalized once diameter over insulation is provided) |  | 874.2857 | 1180.29 | 728.5714 | 910.7143 | 20%
15 KV fuse kit for above elbow (12 amps) ea | 283-900-00093 | COOPER | Catalog FEF083A012 |  | 565.7143 | 763.71 | 471.4286 | 589.2857 | 20%
15 KV fuse kit for above elbow (18 amps) ea | 283-900-00092 | COOPER | Catalog FEF083A018 |  | 600 | 810 | 500 | 625 | 20%
25 KV Fused Elbow (1/0) ea | 283-900-00091 | COOPER | Catalog LFEP228TFECX06AT (final part number to be finalized once diameter over insulation is provided.) |  | 1371.4286 | 1851.43 | 1142.8571 | 1428.5714 | 20%
25 KV fuse kit for above elbow (6 amps) ea | 283-900-10071 | COOPER | Catalog number FEF172A006 |  | 1028.5714 | 1388.57 | 857.1429 | 1071.4286 | 20%
25 KV fuse kit for above elbow (12 amps) ea | 283-900-10072 | COOPER | Catalog number FEF172A012 |  | 1028.5714 | 1388.57 | 857.1429 | 1071.4286 | 20%
Vacuum manhole fault interrupter sw (600a) ea | 283-900-10073 |  |  |  |  | 0 | BUILT INTO VIWAPA PART# 283-900-10035
Vacuum Manhole switch (600 amps) ea | 283-900-10035 | ELASTIMOLD (ABB) | TNB-103670--SWG-TD3162H4R62GHEXGEHHF |  | 222615.996 | 300531.59 | 185513.33 | 231891.6625 | 20%
Vacuum Manhole switch (600 amps) ea | 283-900-10035 | S&C | 946242‐A1 A2A3A4A5A6 C22D1D2D3D4 D5D6EF4GL2 L71OP16R41 Y4‐ SXXX |  | 288540.0762 | 389529.1 | 253105.33 | 316381.6625 | 14%
Vacuum Manhole switch (600 amps) ea | 283-900-10035 | S&C | 946242‐A1A2 A3A4A5A6C22 D1D2D3D4D5 D6EF4GL2L71 OP16R31Y4 ‐SXXX |  | 275030.3238 | 371290.94 | 241254.67 | 301568.3375 | 14%
EPR 15 KV, #2 alu, 220 mils, Type 105, with 1/3 cu neutral | 283-900-11036 | AWG |  |  | 21.21 | 28.63 | 15.15 | 18.9375 | 40%
EPR 15 KV, #2 cu, 220 mils, Type 105, with 1/3 cu neutral | 283-900-10038 | AWG |  |  | 15.218 | 20.54 | 10.87 | 13.5875 | 40%
EPR 15 KV, 1/0 cu, 220 mils, Type 105, with 1/3 cu neutral | 283-900-10040 | AWG |  |  | 22.652 | 30.58 | 16.18 | 20.225 | 40%
EPR 15 KV, 1/0 alu, 220 mils, Type 105, with 1/3 cu neutral | 283-900-10041 | AWG |  |  | 12.516 | 16.9 | 8.94 | 11.175 | 40%
EPR 15 KV, 750mcm cu, 220mils, Type 105, with cu 1/3 neu | 283-900-10044 | AWG |  |  | 94.822 | 128.01 | 67.73 | 84.6625 | 40%
EPR 15 KV, 500mcm cu, 220mils, Type 105, with cu 1/3 neu | 283-900-10045 | AWG |  |  | 69.034 | 93.2 | 49.31 | 61.6375 | 40%
EPR 25 KV, 1/0 alu, 345 mils, Type 105, with cu 1/3 neutral | 283-900-10046 | AWG |  |  | 26.642 | 35.97 | 19.03 | 23.7875 | 40%
EPR 25 KV, 1/0 cu, 345 mils, Type 105, with cu 1/3 neutral | 283-900-10047 | AWG |  |  | 18.802 | 25.38 | 13.43 | 16.7875 | 40%
EPR 25 KV, 750mcm cu, 345mils, Type 105, with cu 1/3 neu | 283-900-10050 | AWG |  |  | 104.874 | 141.58 | 74.91 | 93.6375 | 40%
EPR 25 KV, 500mcm cu, 345mils, Type 105, with cu 1/3 neu | 283-900-10051 | AWG |  |  | 74.074 | 100 | 52.91 | 66.1375 | 40%
Compression 2 holes cu lug for 750 mcm cu cables | 283-900-10052 | BURNDY | YA392LN |  | 25.2471 | 34.08 | 18.4286 | 23.0357 | 37%
Compression 2 holes cu lug for 750 mcm cu cables | 283-900-10052 | TE | TCTL2-750-1/2-IV-U |  | 16.428 | 22.18 | 14.8 | 18.5 | 11%
Compression 2 holes cu lug for 500 mcm cu cables | 283-900-10053 | BURNDY | YA342LN |  | 16.5966 | 22.41 | 12.1143 | 15.1429 | 37%
Compression 2 holes cu lug for 500 mcm cu cables | 283-900-10054 | BURNDY | YA342LN |  | 16.5966 | 22.41 | 12.1143 | 15.1429 | 37%
Compression 2 holes cu lug for 500 mcm cu cables | 283-900-10054 | COOPER | Catalog LPC225 |  | 85.7143 | 115.71 | 71.4286 | 89.2857 | 20%
Compression 2 holes cu lug for 750 mcm cu cables | 283-900-10055 | BURNDY | YA392LN |  | 16.5966 | 22.41 | 12.1143 | 15.1429 | 37%
Compression 2 holes cu lug for 750 mcm cu cables | 283-900-10055 | TE | TCTL2-750-1/2-IV-U |  | 16.428 | 22.18 | 14.8 | 18.5 | 11%
25 KV Insulating Plug with cap | 283-900-10054 | HUBBELL | 625BIP |  | 72.4601 | 97.82 | 50.6714 | 63.3393 | 43%
25 KV Cable adapter for 750 mcm cable | 283-900-10057 | TE | ELB-15/28-600-CA-J |  | 22.5013 | 30.38 | 20.2714 | 25.3393 | 11%
15 KV Cable adapter for 750 mcm cable | 283-900-10058 | TE | ELB-15/28-600-CA-H(B10) |  | 22.5013 | 30.38 | 20.2714 | 25.3393 | 11%
15 KV Cable adapter for 500 mcm cable | 283-900-10059 | HUBBELL | 625CAL |  | 26.9044 | 36.32 | 18.8143 | 23.5179 | 43%
25 KV Deadbreak Reducing Tap Plug | 283-900-10060 | TE | ELB-15/28-200-LRTP25 |  | 125.9374 | 170.02 | 113.4571 | 141.8214 | 11%
|  | COOPER | Catalog BLRTP615AS |  | 308.5714 | 416.57 | 257.1429 | 321.4286 | 20%
Underground Device Racks | 283-900-10061 | UDEVICES | CR48-B |  | 181.6414 | 245.22 | 165.1286 | 206.4107 | 10%
Underground Device Arms | 283-900-10062 | UDEVICES | RA14 AND RA20 |  | 119.6643 | 161.55 | 108.7857 | 135.9821 | 10%
RTE Bay O Net Fuse Links (8 amps) | 283-900-11028 | EMRCO | 9F54LFC080 |  | 14.6214 | 19.74 | 12.7143 | 15.8929 | 15%
RTE Bay O Net Fuse Links (8 amps) | 283-900-11028 | Cooper | 9F54LFC080 |  | 32.5714 | 43.97 | 27.1429 | 33.9286 | 20%
RTE Bay O Net Fuse Links (10 amps) | 283-900-11120 | EMRCO | 9F54LFC080 |  | 745.2 | 1006.02 | 648 | 810 | 15%
RTE Bay O Net Fuse Links (10 amps) | 283-900-11120 | Cooper | 9F54LFC080 |  | 492.48 | 664.85 | 410.4 | 513 | 20%
RTE Bay O Net Fuse Links (15 amps) | 283-900-11015 | EMRCO | 9F54LFC080 |  | 14.6214 | 19.74 | 12.7143 | 15.8929 | 15%
RTE Bay O Net Fuse Links (15 amps) | 283-900-11015 | Cooper | 9F54LFC080 |  | 32.5714 | 43.97 | 27.1429 | 33.9286 | 20%
RTE Bay O Net Fuse Links (10 amps) | 283-900-11120 | EMRCO | 9F54LFC080 |  | 14.6214 | 19.74 | 12.7143 | 15.8929 | 15%
RTE Bay O Net Fuse Links (10 amps) | 283-900-11120 | Cooper | 9F54LFC080 |  | 32.5714 | 43.97 | 27.1429 | 33.9286 | 20%
UG Cable Mounting Saddle for 750 mcm @ 10/case | 283-900-10024 | UDEVICES | 3HDS |  | 29.6214 | 39.99 | 26.9286 | 33.6607 | 10%
UG Cable Mounting Brackets for 750 mcm @ 10/case | 283-900-10025 | TE | BRKT-3-SS |  | 33.3793 | 45.06 | 30.0714 | 37.5893 | 11%
| 283-900-10026 | HUBBELL | 15kV class interface 215ELA10 |  | 129.3129 | 174.57 | 90.4286 | 113.0357 | 43%
Lightning Arresters Elbow type 10 KV | 283-900-10026 | COOPER | Catalog 32380118C10M (assuming this is for 15kV class) |  | 308.5714 | 416.57 | 257.1429 | 321.4286 | 20%
Lightning Arresters Elbow type 18 KV | 283-900-10027 | HUBBELL | 25kV class interface 225ELA18 |  | 193.9284 | 261.8 | 135.6143 | 169.5179 | 43%
Lightning Arresters Elbow type 18 KV | 283-900-10027 | COOPER | Catalog 32380118C18M (assuming this is for 15kV Class) |  | 325.7143 | 439.71 | 271.4286 | 339.2857 | 20%
Pre-Insulated Submersible Multi-port Connectors 3 port |  | TE | GPRT-500-3P(B6) |  | 30.9214 | 41.74 | 27.8571 | 34.8214 | 11%
(1/0 AWG-750MCM) 5 port |  | TE | GPRT-500-5P(B6) |  | 39.8807 | 53.84 | 35.9286 | 44.9107 | 11%
8 port |  | TE | GPRT-500-8P(B6) |  | 51.8846 | 70.04 | 46.7429 | 58.4286 | 11%
12 port |  | TE | GPRT-350-8P(B6)+GPRT-350-6P(B6) |  | 135.9274 | 183.5 | 122.4571 | 153.0714 | 11%
25 kVA, 1Ø, 7.96kV-240/120 V Pad Mounted Transformer |  | COOPER |  |  | 6292.3077 | 8494.62 | 5243.5897 | 6554.4872 | 20%
25 kVA, 1Ø, 7.96kV-240/120 V Pad Mounted Transformer |  | ABB |  |  | 8814.1026 | 11899.04 | 7051.2821 | 8814.1026 | 25%
37.5 kVA, 1Ø, 7.96kV-240/120 V Pad Mounted Transformer |  | COOPER |  |  | 7164.6154 | 9672.23 | 5970.5128 | 7463.141 | 20%
37.5 kVA, 1Ø, 7.96kV-240/120 V Pad Mounted Transformer |  | ABB |  |  | 9134.6154 | 12331.73 | 7307.6923 | 9134.6154 | 25%
50 kVA, 1Ø, 7.96kV-240/120 V Pad Mounted Transformer |  | COOPER |  |  | 6984.6154 | 9429.23 | 5820.5128 | 7275.641 | 20%
50 kVA, 1Ø, 7.96kV-240/120 V Pad Mounted Transformer |  | ABB |  |  | 9294.8718 | 12548.08 | 7435.8974 | 9294.8718 | 25%
75 kVA, 1Ø, 7.96kV-240/120 V Pad Mounted Transformer |  | COOPER |  |  | 6500 | 8775 | 5416.6667 | 6770.8333 | 20%
75 kVA, 1Ø, 7.96kV-240/120 V Pad Mounted Transformer |  | ABB |  |  | 9775.641 | 13197.12 | 7820.5128 | 9775.641 | 25%
150 kVA, 3Ø, 13.8kV-208/120 V Pad Mounted Transformer |  | ABB |  |  | 26842.9487 | 36237.98 | 21474.359 | 26842.9487 | 25%
225 kVA, 3Ø, 13.8kV-208/120 V Pad Mounted Transformer |  | COOPER |  |  | 27261.5385 | 36803.08 | 22717.9487 | 28397.4359 | 20%
225 kVA, 3Ø, 13.8kV-208/120 V Pad Mounted Transformer |  | ABB |  |  | 30769.2308 | 41538.46 | 24615.3846 | 30769.2308 | 25%
300 kVA, 3Ø, 13.8kV-208/120 V Pad Mounted Transformer |  | ABB |  |  | 33012.8205 | 44567.31 | 26410.2564 | 33012.8205 | 25%
500 kVA, 3Ø, 13.8kV-208/120 V Pad Mounted Transformer |  | COOPER |  |  | 39138.4615 | 52836.92 | 32615.3846 | 40769.2308 | 20%
750 kVA, 3Ø, 13.8kV-208/120 V Pad Mounted Transformer |  | ABB |  |  | 50320.5128 | 67932.69 | 40256.4103 | 50320.5128 | 25%
1000 kVA, 3Ø, 13.8kV-208/120 V Pad Mounted Transformer |  | ABB |  |  | 59871.7949 | 80826.92 | 47897.4359 | 59871.7949 | 25%
25 kVA, 1Ø, 14.4kV-240/120 V Pad Mounted Transformer |  | ABB |  |  | 9935.8974 | 13413.46 | 7948.7179 | 9935.8974 | 25%
37.5 kVA, 1Ø, 14.4kV-240/120 V Pad Mounted Transformer |  | ABB |  |  | 10096.1538 | 13629.81 | 8076.9231 | 10096.1538 | 25%
50 kVA, 1Ø, 14.4kV-240/120 V Pad Mounted Transformer |  | ABB |  |  | 10256.4103 | 13846.15 | 8205.1282 | 10256.4103 | 25%
75 kVA, 1Ø, 14.4kV-240/120 V Pad Mounted Transformer |  | ABB |  |  | 10817.3077 | 14603.37 | 8653.8462 | 10817.3077 | 25%
150 kVA, 3Ø, 24.9kV-208/120 V Pad Mounted Transformer |  | ABB |  |  | 28782.0513 | 38855.77 | 23025.641 | 28782.0513 | 25%
225 kVA, 3Ø, 24.9kV-208/120 V Pad Mounted Transformer |  | COOPER |  |  | 31876.9231 | 43033.85 | 26564.1026 | 33205.1282 | 20%
225 kVA, 3Ø, 24.9kV-208/120 V Pad Mounted Transformer |  | ABB |  |  | 32612.1795 | 44026.44 | 26089.7436 | 32612.1795 | 25%
300 kVA, 3Ø, 24.9kV-208/120 V Pad Mounted Transformer |  | ABB |  |  | 34695.5128 | 46838.94 | 27756.4103 | 34695.5128 | 25%
500 kVA, 3Ø, 24.9kV-208/120 V Pad Mounted Transformer |  | COOPER |  |  | 39138.4615 | 52836.92 | 32615.3846 | 40769.2308 | 20%
500 kVA, 3Ø, 24.9kV-208/120 V Pad Mounted Transformer |  | ABB |  |  | 39695.5128 | 53588.94 | 31756.4103 | 39695.5128 | 25%
750 kVA, 3Ø, 24.9kV-208/120 V Pad Mounted Transformer |  | ABB |  |  | 52323.7179 | 70637.02 | 41858.9744 | 52323.7179 | 25%
1000 kVA, 3Ø, 24.9kV-208/120 V Pad Mounted Transformer |  | ABB |  |  | 61137.8205 | 82536.06 | 48910.2564 | 61137.8205 | 25%
150 kVA, 3Ø, 13.8kV-480/277 V Pad Mounted Transformer |  | ABB |  |  | 26682.6923 | 36021.63 | 21346.1538 | 26682.6923 | 25%
225 kVA, 3Ø, 13.8kV-480/277 V Pad Mounted Transformer |  | COOPER |  |  | 26938.4615 | 36366.92 | 22448.7179 | 28060.8974 | 20%
225 kVA, 3Ø, 13.8kV-480/277 V Pad Mounted Transformer |  | ABB |  |  | 30048.0769 | 40564.9 | 24038.4615 | 30048.0769 | 25%
300 kVA, 3Ø, 13.8kV-480/277 V Pad Mounted Transformer |  | COOPER |  |  | 28792.3077 | 38869.62 | 23993.5897 | 29991.9872 | 20%
300 kVA, 3Ø, 13.8kV-480/277 V Pad Mounted Transformer |  | ABB |  |  | 32211.5385 | 43485.58 | 25769.2308 | 32211.5385 | 25%
500 kVA, 3Ø, 13.8kV-480/277 V Pad Mounted Transformer |  | ABB |  |  | 37660.2564 | 50841.35 | 30128.2051 | 37660.2564 | 25%
750 kVA, 3Ø, 13.8kV-480/277 V Pad Mounted Transformer |  | ABB |  |  | 47035.2564 | 63497.6 | 37628.2051 | 47035.2564 | 25%
1000 kVA, 3Ø, 13.8kV-480/277 V Pad Mounted Transformer |  | ABB |  |  | 56298.0769 | 76002.4 | 45038.4615 | 56298.0769 | 25%
150 kVA, 3Ø, 24.9kV-480/277 V Pad Mounted Transformer |  | ABB |  |  | 28637.8205 | 38661.06 | 22910.2564 | 28637.8205 | 25%
225 kVA, 3Ø, 24.9kV-480/277 V Pad Mounted Transformer |  | ABB |  |  | 32692.3077 | 44134.62 | 26153.8462 | 32692.3077 | 25%
300 kVA, 3Ø, 24.9kV-480/277 V Pad Mounted Transformer |  | COOPER |  |  | 30484.6154 | 41154.23 | 25403.8462 | 31754.8077 | 20%
300 kVA, 3Ø, 24.9kV-480/277 V Pad Mounted Transformer |  | ABB |  |  | 33926.2821 | 45800.48 | 27141.0256 | 33926.2821 | 25%
500 kVA, 3Ø, 24.9kV-480/277 V Pad Mounted Transformer |  | COOPER |  |  | 36769.2308 | 49638.46 | 30641.0256 | 38301.2821 | 20%
500 kVA, 3Ø, 24.9kV-480/277 V Pad Mounted Transformer |  | ABB |  |  | 38862.1795 | 52463.94 | 31089.7436 | 38862.1795 | 25%
750 kVA, 3Ø, 24.9kV-480/277 V Pad Mounted Transformer |  | ABB |  |  | 50320.5128 | 67932.69 | 40256.4103 | 50320.5128 | 25%
1000 kVA, 3Ø, 24.9kV-480/277 V Pad Mounted Transformer |  | COOPER |  |  | 46430.7692 | 62681.54 | 38692.3077 | 48365.3846 | 20%
1000 kVA, 3Ø, 24.9kV-480/277 V Pad Mounted Transformer |  | ABB |  |  | 58493.5897 | 78966.35 | 46794.8718 | 58493.5897 | 25%